{"text_format":"1","workbook":"xlsx","n_sheets":2,"sheets":["VOLT LOSS CAL","DATA"],"not_rendered":{"charts":0,"images":2,"macros":1,"external_links":0,"defined_names":2,"comments":0,"pivot_tables":0},"unopened":[],"bounds":{"document_bytes":16777216,"sheet_cells":100000,"rows_first":2000,"rows_last":500,"rows_between":2000,"halvings":0,"cell_chars":16384,"cell_head_chars":4096},"cells_cut":0,"cells_raw":0,"read":"whole","date_system":"1900"}

{"sheet":"VOLT LOSS CAL","index":0,"n_rows":42,"n_cols":7,"rows_kept":42,"cut":false,"hidden":false,"merged":[[41,5,41,7],[25,3,25,4],[1,3,1,5],[34,1,34,6],[32,1,32,8],[26,2,26,4],[21,5,21,6]]}
[]
[null,null,null,"Volt Loss / Wire Gauge Calculator"]
[null,null,null,"Tech Support: 855.592.0029   "]
[]
[null,"FILL OUT THE BLUE BOXES",null,null,null,"DATE:"]
[]
[]
[]
[]
[]
[null,"LED Strip"]
[null,"Run Length (FT)",null,{"$f":"IF(C12>C18,\"Exceed Max Run Length\",\"\")","v":""}]
[null,"Drive Method",{"$f":"IFERROR(VLOOKUP(C11,DATA!$O$3:$U$50,7,FALSE),\"\")","v":""}]
[null,"Voltage",{"$f":"IFERROR(VLOOKUP(C11,DATA!$O$3:$Q$50,3,FALSE),\"\")","v":""}]
[null,"Min. Voltage ",{"$f":"IFERROR(VLOOKUP(C11,DATA!O3:V50,8,FALSE),\"\")","v":""}]
[null,"Wattage/FT",{"$f":"IFERROR(VLOOKUP($C$11,DATA!$O$3:$Q$50,2,FALSE),\"\")","v":""}]
[null,"Amperage/FT",{"$f":"IFERROR(VLOOKUP($C$11,DATA!$O$3:$R$50,4,FALSE),\"\")","v":""}]
[null,"Max Run Length",{"$f":"IFERROR(VLOOKUP($C$11,DATA!$O$3:$S$50,5,FALSE),\"\")","v":""}]
[null,"Total Wattage",{"$f":"IFERROR((C12*C16),\"\")","v":""}]
[null,"Total Amperage",{"$f":"IFERROR((C17*C12),\"\")","v":""}]
[]
[null,"Wire Gauge",null,null,null,"Typical Wire Gauge"]
[null,"Wire Length (FT)",null,null,null,"Static White",20]
[null,"Voltage Drop (%)",{"$f":"DATA!R54","v":""},null,null,"Dim to Warm",20]
[null,"Voltage Drop (V)",{"$f":"DATA!R55","v":""},null,null,"Tunable White",22]
[null,"Voltage to LED",{"$f":"DATA!R56","v":""},{"$f":"IFERROR(IF(C26<C15,\"Increase wire gauge or reduce load\",\"Wire gauge and load is optimal\"),\"\")","v":"Wire gauge and load is optimal"},null,"RGB",22]
[null,{"$f":"IFERROR(IF(C26<C15,\"Sug. Wire Gauge\",\"\"),\"\")","v":""},{"$f":"IFERROR(IF(C26<C15,DATA!L61,\"\"),\"\")","v":""},null,null,"RGBW",22]
[null,null,null,null,null,"RGBWW",22]
[]
[]
[]
[]
[]
[]
[null,"This design tool is for information only.  All wiring must comply with the latest edition of NFPA70 - National Electrical Code, local ordinances, and applicable local codes.  If you are unfamiliar with methods of installing electrical wiring, secure the services of a qualified, licensed electrician.  JESCO Lighting Group assumes no responsibility for incorrect wiring.\n"]
[]
[null,"New York Corporate Office",null,"Los Angeles"]
[null,"15 Harbor Park Drive, Port Washington, NY 11050",null,"219 South 6th Avenue, City of Industry, California 91746 "]
[null,"Tel: 800.527.7796  Fax: 855.265.5768",null,"Tel: 626.333.3661  Fax: 626.333.2955"]
[]
[]
[null,null,null,"www.JESCOLIGHTING.com",null,"JW08012022"]

{"sheet":"DATA","index":1,"n_rows":1748,"n_cols":228,"rows_kept":1748,"cut":false,"hidden":true,"merged":[]}
[null,"WIRE TABLE "]
["Wire","Table","ANNEAL","ED COPPE","R (AWG)",null,null,null,null,null,null,null,null,null,null,"W/FT","Voltage","Amp/FT","Max Run (FT)","Max Run (Amp)",null,null,1,2,3,4,5,6,7,8,9,10,11,12,13,14,15,16,17,18,19,20,21,22,23,24,25,26,27,28,29,30,31,32,33,34,35,36,37,38,39,40,41,42,43,44,45,46,47,48,49,50,51,52,53,54,55,56,57,58,59,60,61,62,63,64,65,66,67,68,69,70,71,72,73,74,75,76,77,78,79,80,81,82,83,84,85,86,87,88,89,90,91,92,93,94,95,96,97,98,99,100,101,102,103,104,105,106,107,108,109,110,111,112,113,114,115,116,117,118,119,120,121,122,123,124,125,126,127,128,129,130,131,132,133,134,135,136,137,138,139,140,141,142,143,144,145,146,147,148,149,150,151,152,153,154,155,156,157,158,159,160,161,162,163,164,165,166,167,168,169,170,171,172,173,174,175,176,177,178,179,180,181,182,183,184,185,186,187,188,189,190,191,192,193,194,195,196,197,198,199,200,201,202,203,204,205,206]
[null,"AWG","DIA in","CIRC","SQUARE","OHM per",null,"Ohm per foot",null,null,null,"12V",null,null,"DL-FLEX2-NPXSL",2.4,24,{"$f":"P3/Q3","v":9.9999999999999992E-2},16,{"$f":"R3*S3","v":1.5999999999999999},"Constant Voltage",22.65,{"$f":"R3*$W$2","v":9.9999999999999992E-2},{"$f":"$R3*$X$2","v":0.19999999999999998},{"$f":"$R3*$Y$2","v":0.3},{"$f":"$R3*$Z$2","v":0.39999999999999997},{"$f":"$R3*$AA$2","v":0.49999999999999994},{"$f":"$R3*$AB$2","v":0.6},{"$f":"$R3*$AC$2","v":0.7},{"$f":"$R3*$AD$2","v":0.79999999999999993},{"$f":"$R3*$AE$2","v":0.89999999999999991},{"$f":"$R3*$AF$2","v":0.99999999999999989},{"$f":"$R3*$AG$2","v":1.0999999999999999},{"$f":"$R3*$AH$2","v":1.2},{"$f":"$R3*$AI$2","v":1.2999999999999998},{"$f":"$R3*$AJ$2","v":1.4},{"$f":"$R3*$AK$2","v":1.4999999999999998},{"$f":"$R3*$AL$2","v":1.5999999999999999},{"$f":"$R3*$AM$2","v":1.7},{"$f":"$R3*$AN$2","v":1.7999999999999998},{"$f":"$R3*$AO$2","v":1.9},{"$f":"$R3*$AP$2","v":1.9999999999999998},{"$f":"$R3*$AQ$2","v":2.0999999999999996},{"$f":"$R3*$AR$2","v":2.1999999999999997},{"$f":"$R3*$AS$2","v":2.2999999999999998},{"$f":"$R3*$AT$2","v":2.4},{"$f":"$R3*$AU$2","v":2.5},{"$f":"$R3*$AV$2","v":2.5999999999999996},{"$f":"$R3*$AW$2","v":2.6999999999999997},{"$f":"$R3*$AX$2","v":2.8},{"$f":"$R3*$AY$2","v":2.9},{"$f":"$R3*$AZ$2","v":2.9999999999999996},{"$f":"$R3*$BA$2","v":3.0999999999999996},{"$f":"$R3*$BB$2","v":3.1999999999999997},{"$f":"$R3*$BC$2","v":3.3},{"$f":"$R3*$BD$2","v":3.4},{"$f":"$R3*$BE$2","v":3.4999999999999996},{"$f":"$R3*$BF$2","v":3.5999999999999996},{"$f":"$R3*$BG$2","v":3.6999999999999997},{"$f":"$R3*$BH$2","v":3.8},{"$f":"$R3*$BI$2","v":3.8999999999999995},{"$f":"$R3*$BJ$2","v":3.9999999999999996},{"$f":"$R3*$BK$2","v":4.0999999999999996},{"$f":"$R3*$BL$2","v":4.1999999999999993},{"$f":"$R3*$BM$2","v":4.3},{"$f":"$R3*$BN$2","v":4.3999999999999995},{"$f":"$R3*$BO$2","v":4.5},{"$f":"$R3*$BP$2","v":4.5999999999999996},{"$f":"$R3*$BQ$2","v":4.6999999999999993},{"$f":"$R3*$BR$2","v":4.8},{"$f":"$R3*$BS$2","v":4.8999999999999995},{"$f":"$R3*$BT$2","v":5},{"$f":"$R3*$BU$2","v":5.0999999999999996},{"$f":"$R3*$BV$2","v":5.1999999999999993},{"$f":"$R3*$BW$2","v":5.3},{"$f":"$R3*$BX$2","v":5.3999999999999995},{"$f":"$R3*$BY$2","v":5.4999999999999991},{"$f":"$R3*$BZ$2","v":5.6},{"$f":"$R3*$CA$2","v":5.6999999999999993},{"$f":"$R3*$CB$2","v":5.8},{"$f":"$R3*$CC$2","v":5.8999999999999995},{"$f":"$R3*$CD$2","v":5.9999999999999991},{"$f":"$R3*$CE$2","v":6.1},{"$f":"$R3*$CF$2","v":6.1999999999999993},{"$f":"$R3*$CG$2","v":6.3},{"$f":"$R3*$CH$2","v":6.3999999999999995},{"$f":"$R3*$CI$2","v":6.4999999999999991},{"$f":"$R3*$CJ$2","v":6.6},{"$f":"$R3*$CK$2","v":6.6999999999999993},{"$f":"$R3*$CL$2","v":6.8},{"$f":"$R3*$CM$2","v":6.8999999999999995},{"$f":"$R3*$CN$2","v":6.9999999999999991},{"$f":"$R3*$CO$2","v":7.1},{"$f":"$R3*$CP$2","v":7.1999999999999993},{"$f":"$R3*$CQ$2","v":7.3},{"$f":"$R3*$CR$2","v":7.3999999999999995},{"$f":"$R3*$CS$2","v":7.4999999999999991},{"$f":"$R3*$CT$2","v":7.6},{"$f":"$R3*$CU$2","v":7.6999999999999993},{"$f":"$R3*$CV$2","v":7.7999999999999989},{"$f":"$R3*$CW$2","v":7.8999999999999995},{"$f":"$R3*$CX$2","v":7.9999999999999991},{"$f":"$R3*$CY$2","v":8.1},{"$f":"$R3*$CZ$2","v":8.1999999999999993},{"$f":"$R3*$DA$2","v":8.2999999999999989},{"$f":"$R3*$DB$2","v":8.3999999999999986},{"$f":"$R3*$DC$2","v":8.5},{"$f":"$R3*$DD$2","v":8.6},{"$f":"$R3*$DE$2","v":8.6999999999999993},{"$f":"$R3*$DF$2","v":8.7999999999999989},{"$f":"$R3*$DG$2","v":8.8999999999999986},{"$f":"$R3*$DH$2","v":9},{"$f":"$R3*$DI$2","v":9.1},{"$f":"$R3*$DJ$2","v":9.1999999999999993},{"$f":"$R3*$DK$2","v":9.2999999999999989},{"$f":"$R3*$DL$2","v":9.3999999999999986},{"$f":"$R3*$DM$2","v":9.5},{"$f":"$R3*$DN$2","v":9.6},{"$f":"$R3*$DO$2","v":9.6999999999999993},{"$f":"$R3*$DP$2","v":9.7999999999999989},{"$f":"$R3*$DQ$2","v":9.8999999999999986},{"$f":"$R3*$DR$2","v":10},{"$f":"$R3*$DS$2","v":10.1},{"$f":"$R3*$DT$2","v":10.199999999999999},{"$f":"$R3*$DU$2","v":10.299999999999999},{"$f":"$R3*$DV$2","v":10.399999999999999},{"$f":"$R3*$DW$2","v":10.5},{"$f":"$R3*$DX$2","v":10.6},{"$f":"$R3*$DY$2","v":10.7},{"$f":"$R3*$DZ$2","v":10.799999999999999},{"$f":"$R3*$EA$2","v":10.899999999999999},{"$f":"$R3*$EB$2","v":10.999999999999998},{"$f":"$R3*$EC$2","v":11.1},{"$f":"$R3*$ED$2","v":11.2},{"$f":"$R3*$EE$2","v":11.299999999999999},{"$f":"$R3*$EF$2","v":11.399999999999999},{"$f":"$R3*$EG$2","v":11.499999999999998},{"$f":"$R3*$EH$2","v":11.6},{"$f":"$R3*$EI$2","v":11.7},{"$f":"$R3*$EJ$2","v":11.799999999999999},{"$f":"$R3*$EK$2","v":11.899999999999999},{"$f":"$R3*$EL$2","v":11.999999999999998},{"$f":"$R3*$EM$2","v":12.1},{"$f":"$R3*$EN$2","v":12.2},{"$f":"$R3*$EO$2","v":12.299999999999999},{"$f":"$R3*$EP$2","v":12.399999999999999},{"$f":"$R3*$EQ$2","v":12.499999999999998},{"$f":"$R3*$ER$2","v":12.6},{"$f":"$R3*$ES$2","v":12.7},{"$f":"$R3*$ET$2","v":12.799999999999999},{"$f":"$R3*$EU$2","v":12.899999999999999},{"$f":"$R3*$EV$2","v":12.999999999999998},{"$f":"$R3*$EW$2","v":13.1},{"$f":"$R3*$EX$2","v":13.2},{"$f":"$R3*$EY$2","v":13.299999999999999},{"$f":"$R3*$EZ$2","v":13.399999999999999},{"$f":"$R3*$FA$2","v":13.499999999999998},{"$f":"$R3*$FB$2","v":13.6},{"$f":"$R3*$FC$2","v":13.7},{"$f":"$R3*$FD$2","v":13.799999999999999},{"$f":"$R3*$FE$2","v":13.899999999999999},{"$f":"$R3*$FF$2","v":13.999999999999998},{"$f":"$R3*$FG$2","v":14.1},{"$f":"$R3*$FH$2","v":14.2},{"$f":"$R3*$FI$2","v":14.299999999999999},{"$f":"$R3*$FJ$2","v":14.399999999999999},{"$f":"$R3*$FK$2","v":14.499999999999998},{"$f":"$R3*$FL$2","v":14.6},{"$f":"$R3*$FM$2","v":14.7},{"$f":"$R3*$FN$2","v":14.799999999999999},{"$f":"$R3*$FO$2","v":14.899999999999999},{"$f":"$R3*$FP$2","v":14.999999999999998},{"$f":"$R3*$FQ$2","v":15.099999999999998},{"$f":"$R3*$FR$2","v":15.2},{"$f":"$R3*$FS$2","v":15.299999999999999},{"$f":"$R3*$FT$2","v":15.399999999999999},{"$f":"$R3*$FU$2","v":15.499999999999998},{"$f":"$R3*$FV$2","v":15.599999999999998},{"$f":"$R3*$FW$2","v":15.7},{"$f":"$R3*$FX$2","v":15.799999999999999},{"$f":"$R3*$FY$2","v":15.899999999999999},{"$f":"$R3*$FZ$2","v":15.999999999999998},{"$f":"$R3*$GA$2","v":16.099999999999998},{"$f":"$R3*$GB$2","v":16.2},{"$f":"$R3*$GC$2","v":16.299999999999997},{"$f":"$R3*$GD$2","v":16.399999999999999}]
[null,"gauge","mils","MILS","MICROIN","1000 ft",null,null,null,null,null,"24V",null,null,"DL-FLEX2-NPX",4.5999999999999996,24,0.19166666666666665,16,3.0666666666666664,"Constant Voltage",23.4,0.19166666666666665,0.3833333333333333,0.57499999999999996,0.76666666666666661,0.95833333333333326,1.1499999999999999,1.3416666666666666,1.5333333333333332,1.7249999999999999,1.9166666666666665,2.1083333333333334,2.2999999999999998,2.4916666666666663,2.6833333333333331,2.875,3.0666666666666664,3.2583333333333329,3.4499999999999997,3.6416666666666666,3.833333333333333,4.0249999999999995,4.2166666666666668,4.4083333333333332,4.5999999999999996,4.7916666666666661,4.9833333333333325,5.1749999999999998,5.3666666666666663,5.5583333333333327,5.75,5.9416666666666664,6.1333333333333329,6.3249999999999993,6.5166666666666657,6.708333333333333,6.8999999999999995,7.0916666666666659,7.2833333333333332,7.4749999999999996,7.6666666666666661,7.8583333333333325,8.0499999999999989,8.2416666666666654,8.4333333333333336,8.625,8.8166666666666664,9.0083333333333329,9.1999999999999993,9.3916666666666657,9.5833333333333321,9.7749999999999986,9.966666666666665,10.158333333333333,10.35,10.541666666666666,10.733333333333333,10.924999999999999,11.116666666666665,11.308333333333332,11.5,11.691666666666666,11.883333333333333,12.074999999999999,12.266666666666666,12.458333333333332,12.649999999999999,12.841666666666665,13.033333333333331,13.225,13.416666666666666,13.608333333333333,13.799999999999999,13.991666666666665,14.183333333333332,14.374999999999998,14.566666666666666,14.758333333333333,14.95,15.141666666666666,15.333333333333332,15.524999999999999,15.716666666666665,15.908333333333331,16.099999999999998,16.291666666666664,16.483333333333331,16.674999999999997,16.866666666666667,17.058333333333334,17.25,17.441666666666666,17.633333333333333,17.824999999999999,18.016666666666666,18.208333333333332,18.399999999999999,18.591666666666665,18.783333333333331,18.974999999999998,19.166666666666664,19.358333333333331,19.549999999999997,19.741666666666664,19.93333333333333,20.125,20.316666666666666,20.508333333333333,20.7,20.891666666666666,21.083333333333332,21.274999999999999,21.466666666666665,21.658333333333331,21.849999999999998,22.041666666666664,22.233333333333331,22.424999999999997,22.616666666666664,22.80833333333333,23,23.191666666666666,23.383333333333333,23.574999999999999,23.766666666666666,23.958333333333332,24.15,24.341666666666665,24.533333333333331,24.724999999999998,24.916666666666664,25.108333333333331,25.299999999999997,25.491666666666664,25.68333333333333,25.874999999999996,26.066666666666663,26.258333333333333,26.45,26.641666666666666,26.833333333333332,27.024999999999999,27.216666666666665,27.408333333333331,27.599999999999998,27.791666666666664,27.983333333333331,28.174999999999997,28.366666666666664,28.55833333333333,28.749999999999996,{"$f":"$R4*$FQ$2","v":28.941666666666663},29.133333333333333,{"$f":"$R4*$FS$2","v":29.324999999999999},{"$f":"$R4*$FT$2","v":29.516666666666666},{"$f":"$R4*$FU$2","v":29.708333333333332},{"$f":"$R4*$FV$2","v":29.9},{"$f":"$R4*$FW$2","v":30.091666666666665},{"$f":"$R4*$FX$2","v":30.283333333333331},{"$f":"$R4*$FY$2","v":30.474999999999998},{"$f":"$R4*$FZ$2","v":30.666666666666664},{"$f":"$R4*$GA$2","v":30.858333333333331},{"$f":"$R4*$GB$2","v":31.049999999999997},{"$f":"$R4*$GC$2","v":31.241666666666664},{"$f":"$R4*$GD$2","v":31.43333333333333}]
[null,"=====","=======","========","========","========",null,null,null,null,null,"48V",null,null,"DL-FLEX2-NPXCC-3W",3.3,24,0.13749999999999998,25,3.4374999999999996,"Constant Current",22.65,0.13749999999999998,0.27499999999999997,0.41249999999999998,0.54999999999999993,0.68749999999999989,0.82499999999999996,0.96249999999999991,1.0999999999999999,1.2374999999999998,1.3749999999999998,1.5124999999999997,1.65,1.7874999999999999,1.9249999999999998,2.0624999999999996,2.1999999999999997,2.3374999999999999,2.4749999999999996,2.6124999999999998,2.7499999999999996,2.8874999999999997,3.0249999999999995,3.1624999999999996,3.3,3.4374999999999996,3.5749999999999997,3.7124999999999995,3.8499999999999996,3.9874999999999994,4.1249999999999991,4.2624999999999993,4.3999999999999995,4.5374999999999996,4.6749999999999998,4.8124999999999991,4.9499999999999993,5.0874999999999995,5.2249999999999996,5.3624999999999989,5.4999999999999991,5.6374999999999993,5.7749999999999995,5.9124999999999996,6.0499999999999989,6.1874999999999991,6.3249999999999993,6.4624999999999995,6.6,6.7374999999999989,6.8749999999999991,7.0124999999999993,7.1499999999999995,7.2874999999999988,7.4249999999999989,7.5624999999999991,7.6999999999999993,7.8374999999999995,7.9749999999999988,8.1124999999999989,8.2499999999999982,8.3874999999999993,8.5249999999999986,8.6624999999999996,8.7999999999999989,8.9374999999999982,9.0749999999999993,9.2124999999999986,9.35,9.4874999999999989,9.6249999999999982,9.7624999999999993,9.8999999999999986,10.0375,10.174999999999999,10.312499999999998,10.45,10.587499999999999,10.724999999999998,10.862499999999999,10.999999999999998,11.137499999999999,11.274999999999999,11.412499999999998,11.549999999999999,11.687499999999998,11.824999999999999,11.962499999999999,12.099999999999998,12.237499999999999,12.374999999999998,12.512499999999999,12.649999999999999,12.787499999999998,12.924999999999999,13.062499999999998,13.2,13.337499999999999,13.474999999999998,13.612499999999999,13.749999999999998,13.887499999999998,14.024999999999999,14.162499999999998,14.299999999999999,14.437499999999998,14.574999999999998,14.712499999999999,14.849999999999998,14.987499999999999,15.124999999999998,15.262499999999998,15.399999999999999,15.537499999999998,15.674999999999999,15.812499999999998,15.949999999999998,16.087499999999999,16.224999999999998,16.362499999999997,16.499999999999996,16.637499999999999,16.774999999999999,16.912499999999998,17.049999999999997,17.187499999999996,17.324999999999999,17.462499999999999,17.599999999999998,17.737499999999997,17.874999999999996,18.012499999999999,18.149999999999999,18.287499999999998,18.424999999999997,18.562499999999996,18.7,18.837499999999999,18.974999999999998,19.112499999999997,19.249999999999996,19.387499999999999,19.524999999999999,19.662499999999998,19.799999999999997,19.937499999999996,20.074999999999999,20.212499999999999,20.349999999999998,20.487499999999997,20.624999999999996,20.762499999999996,20.9,21.037499999999998,21.174999999999997,21.312499999999996,21.449999999999996,21.587499999999999,21.724999999999998,21.862499999999997,21.999999999999996,22.137499999999996,22.274999999999999,22.412499999999998,22.549999999999997]
[null,0,460,211600,166200,4.9009999999999998E-2,null,{"$f":"F6/1000","v":4.901E-5},null,null,null,"120V",null,null,"DL-FLEX2-NPXCC-4W",4.3,24,0.17916666666666667,20,3.5833333333333335,"Constant Current",22.65,0.17916666666666667,0.35833333333333334,0.53749999999999998,0.71666666666666667,0.89583333333333337,1.075,1.2541666666666667,1.4333333333333333,1.6125,1.7916666666666667,1.9708333333333334,2.15,2.3291666666666666,2.5083333333333333,2.6875,2.8666666666666667,3.0458333333333334,3.2250000000000001,3.4041666666666668,3.5833333333333335,3.7625000000000002,3.9416666666666669,4.1208333333333336,4.3,4.479166666666667,4.6583333333333332,4.8375000000000004,5.0166666666666666,5.1958333333333337,5.375,5.5541666666666671,5.7333333333333334,5.9124999999999996,6.0916666666666668,6.270833333333333,6.45,6.6291666666666664,6.8083333333333336,6.9874999999999998,7.166666666666667,7.3458333333333332,7.5250000000000004,7.7041666666666666,7.8833333333333337,8.0625,8.2416666666666671,8.4208333333333343,8.6,8.7791666666666668,8.9583333333333339,9.1374999999999993,9.3166666666666664,9.4958333333333336,9.6750000000000007,9.8541666666666661,10.033333333333333,10.2125,10.391666666666667,10.570833333333333,10.75,10.929166666666667,11.108333333333334,11.2875,11.466666666666667,11.645833333333334,11.824999999999999,12.004166666666666,12.183333333333334,12.362500000000001,12.541666666666666,12.720833333333333,12.9,13.079166666666667,13.258333333333333,13.4375,13.616666666666667,13.795833333333334,13.975,14.154166666666667,14.333333333333334,14.512499999999999,14.691666666666666,14.870833333333334,15.05,15.229166666666666,15.408333333333333,15.5875,15.766666666666667,15.945833333333333,16.125,16.304166666666667,16.483333333333334,16.662500000000001,16.841666666666669,17.020833333333332,17.2,17.379166666666666,17.558333333333334,17.737500000000001,17.916666666666668,18.095833333333335,18.274999999999999,18.454166666666666,18.633333333333333,18.8125,18.991666666666667,19.170833333333334,19.350000000000001,19.529166666666669,19.708333333333332,19.887499999999999,20.066666666666666,20.245833333333334,20.425000000000001,20.604166666666668,20.783333333333335,20.962499999999999,21.141666666666666,21.320833333333333,21.5,21.679166666666667,21.858333333333334,22.037500000000001,22.216666666666669,22.395833333333332,22.574999999999999,22.754166666666666,22.933333333333334,23.112500000000001,23.291666666666668,23.470833333333335,23.65,23.829166666666666,24.008333333333333,24.1875,24.366666666666667,24.545833333333334,24.725000000000001,24.904166666666669,25.083333333333332,25.262499999999999,25.441666666666666,25.620833333333334,25.8,25.979166666666668,26.158333333333335,26.337499999999999,26.516666666666666,26.695833333333333,26.875,27.054166666666667,27.233333333333334,27.412500000000001,27.591666666666669,27.770833333333332,27.95,28.129166666666666,28.308333333333334,28.487500000000001,28.666666666666668,28.845833333333335,29.024999999999999,29.204166666666666,29.383333333333333]
[null,0,409.6,167800,131800,6.1800000000000001E-2,null,{"$f":"F7/1000","v":6.1799999999999998E-5},null,null,null,null,null,null,"DL-FLEX2-NPXCC-5W",5.5,24,0.22916666666666666,16,3.6666666666666665,"Constant Current",22.65,0.22916666666666666,0.45833333333333331,0.6875,0.91666666666666663,1.1458333333333333,1.375,1.6041666666666665,1.8333333333333333,2.0625,2.2916666666666665,2.520833333333333,2.75,2.9791666666666665,3.208333333333333,3.4375,3.6666666666666665,3.895833333333333,4.125,4.3541666666666661,4.583333333333333,4.8125,5.0416666666666661,5.270833333333333,5.5,5.7291666666666661,5.958333333333333,6.1875,6.4166666666666661,6.645833333333333,6.875,7.1041666666666661,7.333333333333333,7.5625,7.7916666666666661,8.0208333333333321,8.25,8.4791666666666661,8.7083333333333321,8.9375,9.1666666666666661,9.3958333333333321,9.625,9.8541666666666661,10.083333333333332,10.3125,10.541666666666666,10.770833333333332,11,11.229166666666666,11.458333333333332,11.6875,11.916666666666666,12.145833333333332,12.375,12.604166666666666,12.833333333333332,13.0625,13.291666666666666,13.520833333333332,13.75,13.979166666666666,14.208333333333332,14.4375,14.666666666666666,14.895833333333332,15.125,15.354166666666666,15.583333333333332,15.8125,16.041666666666664,16.270833333333332,16.5,16.729166666666664,16.958333333333332,17.1875,17.416666666666664,17.645833333333332,17.875,18.104166666666664,18.333333333333332,18.5625,18.791666666666664,19.020833333333332,19.25,19.479166666666664,19.708333333333332,19.9375,20.166666666666664,20.395833333333332,20.625,20.854166666666664,21.083333333333332,21.3125,21.541666666666664,21.770833333333332,22,22.229166666666664,22.458333333333332,22.6875,22.916666666666664,23.145833333333332,23.375,23.604166666666664,23.833333333333332,24.0625,24.291666666666664,24.520833333333332,24.75,24.979166666666664,25.208333333333332,25.4375,25.666666666666664,25.895833333333332,26.125,26.354166666666664,26.583333333333332,26.8125,27.041666666666664,27.270833333333332,27.5,27.729166666666664,27.958333333333332,28.1875,28.416666666666664,28.645833333333332,28.875,29.104166666666664,29.333333333333332,29.5625,29.791666666666664,30.020833333333332,30.25,30.479166666666664,30.708333333333332,30.9375,31.166666666666664,31.395833333333332,31.625,31.854166666666664,32.083333333333329,32.3125,32.541666666666664,32.770833333333329,33,33.229166666666664,33.458333333333329,33.6875,33.916666666666664,34.145833333333329,34.375,34.604166666666664,34.833333333333329,35.0625,35.291666666666664,35.520833333333329,35.75,35.979166666666664,36.208333333333329,36.4375,36.666666666666664,36.895833333333329,37.125,37.354166666666664,37.583333333333329]
[null,0,364.8,133100,104500,7.7929999999999999E-2,null,7.7929999999999994E-5,null,null,null,null,null,null,"DL-FLEX2-NPXCC-6W",6.2,24,0.25833333333333336,14,3.6166666666666671,"Constant Current",22.65,0.25833333333333336,0.51666666666666672,0.77500000000000013,1.0333333333333334,1.2916666666666667,1.5500000000000003,1.8083333333333336,2.0666666666666669,2.3250000000000002,2.5833333333333335,2.8416666666666668,3.1000000000000005,3.3583333333333338,3.6166666666666671,3.8750000000000004,4.1333333333333337,4.3916666666666675,4.6500000000000004,4.9083333333333341,5.166666666666667,5.4250000000000007,5.6833333333333336,5.9416666666666673,6.2000000000000011,6.4583333333333339,6.7166666666666677,6.9750000000000005,7.2333333333333343,7.4916666666666671,7.7500000000000009,8.0083333333333346,8.2666666666666675,8.5250000000000004,8.783333333333335,9.0416666666666679,9.3000000000000007,9.5583333333333336,9.8166666666666682,10.075000000000001,10.333333333333334,10.591666666666669,10.850000000000001,11.108333333333334,11.366666666666667,11.625000000000002,11.883333333333335,12.141666666666667,12.400000000000002,12.658333333333335,12.916666666666668,13.175000000000001,13.433333333333335,13.691666666666668,13.950000000000001,14.208333333333334,14.466666666666669,14.725000000000001,14.983333333333334,15.241666666666669,15.500000000000002,15.758333333333335,16.016666666666669,16.275000000000002,16.533333333333335,16.791666666666668,17.05,17.308333333333334,17.56666666666667,17.825000000000003,18.083333333333336,18.341666666666669,18.600000000000001,18.858333333333334,19.116666666666667,19.375000000000004,19.633333333333336,19.891666666666669,20.150000000000002,20.408333333333335,20.666666666666668,20.925000000000001,21.183333333333337,21.44166666666667,21.700000000000003,21.958333333333336,22.216666666666669,22.475000000000001,22.733333333333334,22.991666666666671,23.250000000000004,23.508333333333336,23.766666666666669,24.025000000000002,24.283333333333335,24.541666666666668,24.800000000000004,25.058333333333337,25.31666666666667,25.575000000000003,25.833333333333336,26.091666666666669,26.35,26.608333333333334,26.866666666666671,27.125000000000004,27.383333333333336,27.641666666666669,27.900000000000002,28.158333333333335,28.416666666666668,28.675000000000004,28.933333333333337,29.19166666666667,29.450000000000003,29.708333333333336,29.966666666666669,30.225000000000001,30.483333333333338,30.741666666666671,31.000000000000004,31.258333333333336,31.516666666666669,31.775000000000002,32.033333333333339,32.291666666666671,32.550000000000004,32.808333333333337,33.06666666666667,33.325000000000003,33.583333333333336,33.841666666666669,34.1,34.358333333333334,34.616666666666667,34.875,35.13333333333334,35.391666666666673,35.650000000000006,35.908333333333339,36.166666666666671,36.425000000000004,36.683333333333337,36.94166666666667,37.200000000000003,37.458333333333336,37.716666666666669,37.975000000000001,38.233333333333334,38.491666666666667,38.750000000000007,39.00833333333334,39.266666666666673,39.525000000000006,39.783333333333339,40.041666666666671,40.300000000000004,40.558333333333337,40.81666666666667,41.075000000000003,41.333333333333336,41.591666666666669,41.85,42.108333333333334,42.366666666666674]
[null,0,324.89999999999998,105500,82890,9.8269999999999996E-2,null,9.8269999999999993E-5,null,null,null,null,null,null,"DL-FLEX2-NPX-TW",4.5,24,0.1875,16,3,"Constant Voltage",22.65,0.1875,0.375,0.5625,0.75,0.9375,1.125,1.3125,1.5,1.6875,1.875,2.0625,2.25,2.4375,2.625,2.8125,3,3.1875,3.375,3.5625,3.75,3.9375,4.125,4.3125,4.5,4.6875,4.875,5.0625,5.25,5.4375,5.625,5.8125,6,6.1875,6.375,6.5625,6.75,6.9375,7.125,7.3125,7.5,7.6875,7.875,8.0625,8.25,8.4375,8.625,8.8125,9,9.1875,9.375,9.5625,9.75,9.9375,10.125,10.3125,10.5,10.6875,10.875,11.0625,11.25,11.4375,11.625,11.8125,12,12.1875,12.375,12.5625,12.75,12.9375,13.125,13.3125,13.5,13.6875,13.875,14.0625,14.25,14.4375,14.625,14.8125,15,15.1875,15.375,15.5625,15.75,15.9375,16.125,16.3125,16.5,16.6875,16.875,17.0625,17.25,17.4375,17.625,17.8125,18,18.1875,18.375,18.5625,18.75,18.9375,19.125,19.3125,19.5,19.6875,19.875,20.0625,20.25,20.4375,20.625,20.8125,21,21.1875,21.375,21.5625,21.75,21.9375,22.125,22.3125,22.5,22.6875,22.875,23.0625,23.25,23.4375,23.625,23.8125,24,24.1875,24.375,24.5625,24.75,24.9375,25.125,25.3125,25.5,25.6875,25.875,26.0625,26.25,26.4375,26.625,26.8125,27,27.1875,27.375,27.5625,27.75,27.9375,28.125,28.3125,28.5,28.6875,28.875,29.0625,29.25,29.4375,29.625,29.8125,30,30.1875,30.375,30.5625,30.75]
[null,1,289.3,83690,65730,0.1239,null,1.239E-4,null,null,null,null,null,null,"DL-FLEX2-NPX-RGB",4.5,24,0.1875,16,3,"Constant Voltage",22.65,0.1875,0.375,0.5625,0.75,0.9375,1.125,1.3125,1.5,1.6875,1.875,2.0625,2.25,2.4375,2.625,2.8125,3,3.1875,3.375,3.5625,3.75,3.9375,4.125,4.3125,4.5,4.6875,4.875,5.0625,5.25,5.4375,5.625,5.8125,6,6.1875,6.375,6.5625,6.75,6.9375,7.125,7.3125,7.5,7.6875,7.875,8.0625,8.25,8.4375,8.625,8.8125,9,9.1875,9.375,9.5625,9.75,9.9375,10.125,10.3125,10.5,10.6875,10.875,11.0625,11.25,11.4375,11.625,11.8125,12,12.1875,12.375,12.5625,12.75,12.9375,13.125,13.3125,13.5,13.6875,13.875,14.0625,14.25,14.4375,14.625,14.8125,15,15.1875,15.375,15.5625,15.75,15.9375,16.125,16.3125,16.5,16.6875,16.875,17.0625,17.25,17.4375,17.625,17.8125,18,18.1875,18.375,18.5625,18.75,18.9375,19.125,19.3125,19.5,19.6875,19.875,20.0625,20.25,20.4375,20.625,20.8125,21,21.1875,21.375,21.5625,21.75,21.9375,22.125,22.3125,22.5,22.6875,22.875,23.0625,23.25,23.4375,23.625,23.8125,24,24.1875,24.375,24.5625,24.75,24.9375,25.125,25.3125,25.5,25.6875,25.875,26.0625,26.25,26.4375,26.625,26.8125,27,27.1875,27.375,27.5625,27.75,27.9375,28.125,28.3125,28.5,28.6875,28.875,29.0625,29.25,29.4375,29.625,29.8125,30,30.1875,30.375,30.5625,30.75]
[null,2,257.60000000000002,66370,52130,0.15629999999999999,null,1.563E-4,null,null,null,null,null,null,"DL-FLEX2-NPX-DTW",4.57,24,0.19041666666666668,16,3.0466666666666669,"Constant Voltage",22.65,0.19041666666666668,0.38083333333333336,0.57125000000000004,0.76166666666666671,0.95208333333333339,1.1425000000000001,1.3329166666666667,1.5233333333333334,1.7137500000000001,1.9041666666666668,2.0945833333333335,2.2850000000000001,2.4754166666666668,2.6658333333333335,2.8562500000000002,3.0466666666666669,3.2370833333333335,3.4275000000000002,3.6179166666666669,3.8083333333333336,3.9987500000000002,4.1891666666666669,4.3795833333333336,4.57,4.760416666666667,4.9508333333333336,5.1412500000000003,5.331666666666667,5.5220833333333337,5.7125000000000004,5.902916666666667,6.0933333333333337,6.2837500000000004,6.4741666666666671,6.6645833333333337,6.8550000000000004,7.0454166666666671,7.2358333333333338,7.4262500000000005,7.6166666666666671,7.8070833333333338,7.9975000000000005,8.1879166666666663,8.3783333333333339,8.5687500000000014,8.7591666666666672,8.949583333333333,9.14,9.3304166666666681,9.5208333333333339,9.7112499999999997,9.9016666666666673,10.092083333333335,10.282500000000001,10.472916666666666,10.663333333333334,10.853750000000002,11.044166666666667,11.234583333333333,11.425000000000001,11.615416666666668,11.805833333333334,11.99625,12.186666666666667,12.377083333333335,12.567500000000001,12.757916666666667,12.948333333333334,13.138750000000002,13.329166666666667,13.519583333333333,13.71,13.900416666666668,14.090833333333334,14.28125,14.471666666666668,14.662083333333335,14.852500000000001,15.042916666666667,15.233333333333334,15.423750000000002,15.614166666666668,15.804583333333333,15.995000000000001,16.185416666666669,16.375833333333333,16.56625,16.756666666666668,16.947083333333335,17.137500000000003,17.327916666666667,17.518333333333334,17.708750000000002,17.899166666666666,18.089583333333334,18.28,18.470416666666669,18.660833333333336,18.85125,19.041666666666668,19.232083333333335,19.422499999999999,19.612916666666667,19.803333333333335,19.993750000000002,20.18416666666667,20.374583333333334,20.565000000000001,20.755416666666669,20.945833333333333,21.13625,21.326666666666668,21.517083333333336,21.707500000000003,21.897916666666667,22.088333333333335,22.278750000000002,22.469166666666666,22.659583333333334,22.85,23.040416666666669,23.230833333333337,23.421250000000001,23.611666666666668,23.802083333333336,23.9925,24.182916666666667,24.373333333333335,24.563750000000002,24.75416666666667,24.944583333333334,25.135000000000002,25.325416666666669,25.515833333333333,25.706250000000001,25.896666666666668,26.087083333333336,26.277500000000003,26.467916666666667,26.658333333333335,26.848750000000003,27.039166666666667,27.229583333333334,27.42,27.610416666666669,27.800833333333337,27.991250000000001,28.181666666666668,28.372083333333336,28.5625,28.752916666666668,28.943333333333335,29.133750000000003,29.32416666666667,29.514583333333334,29.705000000000002,29.895416666666669,30.085833333333333,30.276250000000001,30.466666666666669,30.657083333333336,30.847500000000004,31.037916666666668,31.228333333333335]
[null,3,229.4,52640,41340,0.19700000000000001,null,1.9700000000000002E-4,null,null,null,null,null,null,"DL-FLEX2-NPX-WET",4.57,24,0.19041666666666668,16,3.0466666666666669,"Constant Voltage",22.65,0.19041666666666668,0.38083333333333336,0.57125000000000004,0.76166666666666671,0.95208333333333339,1.1425000000000001,1.3329166666666667,1.5233333333333334,1.7137500000000001,1.9041666666666668,2.0945833333333335,2.2850000000000001,2.4754166666666668,2.6658333333333335,2.8562500000000002,3.0466666666666669,3.2370833333333335,3.4275000000000002,3.6179166666666669,3.8083333333333336,3.9987500000000002,4.1891666666666669,4.3795833333333336,4.57,4.760416666666667,4.9508333333333336,5.1412500000000003,5.331666666666667,5.5220833333333337,5.7125000000000004,5.902916666666667,6.0933333333333337,6.2837500000000004,6.4741666666666671,6.6645833333333337,6.8550000000000004,7.0454166666666671,7.2358333333333338,7.4262500000000005,7.6166666666666671,7.8070833333333338,7.9975000000000005,8.1879166666666663,8.3783333333333339,8.5687500000000014,8.7591666666666672,8.949583333333333,9.14,9.3304166666666681,9.5208333333333339,9.7112499999999997,9.9016666666666673,10.092083333333335,10.282500000000001,10.472916666666666,10.663333333333334,10.853750000000002,11.044166666666667,11.234583333333333,11.425000000000001,11.615416666666668,11.805833333333334,11.99625,12.186666666666667,12.377083333333335,12.567500000000001,12.757916666666667,12.948333333333334,13.138750000000002,13.329166666666667,13.519583333333333,13.71,13.900416666666668,14.090833333333334,14.28125,14.471666666666668,14.662083333333335,14.852500000000001,15.042916666666667,15.233333333333334,15.423750000000002,15.614166666666668,15.804583333333333,15.995000000000001,16.185416666666669,16.375833333333333,16.56625,16.756666666666668,16.947083333333335,17.137500000000003,17.327916666666667,17.518333333333334,17.708750000000002,17.899166666666666,18.089583333333334,18.28,18.470416666666669,18.660833333333336,18.85125,19.041666666666668,19.232083333333335,19.422499999999999,19.612916666666667,19.803333333333335,19.993750000000002,20.18416666666667,20.374583333333334,20.565000000000001,20.755416666666669,20.945833333333333,21.13625,21.326666666666668,21.517083333333336,21.707500000000003,21.897916666666667,22.088333333333335,22.278750000000002,22.469166666666666,22.659583333333334,22.85,23.040416666666669,23.230833333333337,23.421250000000001,23.611666666666668,23.802083333333336,23.9925,24.182916666666667,24.373333333333335,24.563750000000002,24.75416666666667,24.944583333333334,25.135000000000002,25.325416666666669,25.515833333333333,25.706250000000001,25.896666666666668,26.087083333333336,26.277500000000003,26.467916666666667,26.658333333333335,26.848750000000003,27.039166666666667,27.229583333333334,27.42,27.610416666666669,27.800833333333337,27.991250000000001,28.181666666666668,28.372083333333336,28.5625,28.752916666666668,28.943333333333335,29.133750000000003,29.32416666666667,29.514583333333334,29.705000000000002,29.895416666666669,30.085833333333333,30.276250000000001,30.466666666666669,30.657083333333336,30.847500000000004,31.037916666666668,31.228333333333335]
[null,4,204.3,41740,32780,0.2485,null,2.4850000000000002E-4,null,null,null,null,null,null,"DL-FLEX2-SHE",4.3,24,{"$f":"P13/Q13","v":0.17916666666666667},20,{"$f":"R13*S13","v":3.5833333333333335},"Constant Voltage",23.5,{"$f":"R13*$W$2","v":0.17916666666666667},{"$f":"$R13*$X$2","v":0.35833333333333334},{"$f":"$R13*$Y$2","v":0.53749999999999998},{"$f":"$R13*$Z$2","v":0.71666666666666667},{"$f":"$R13*$AA$2","v":0.89583333333333337},{"$f":"$R13*$AB$2","v":1.075},{"$f":"$R13*$AC$2","v":1.2541666666666667},{"$f":"$R13*$AD$2","v":1.4333333333333333},{"$f":"$R13*$AE$2","v":1.6125},{"$f":"$R13*$AF$2","v":1.7916666666666667},{"$f":"$R13*$AG$2","v":1.9708333333333334},{"$f":"$R13*$AH$2","v":2.15},{"$f":"$R13*$AI$2","v":2.3291666666666666},{"$f":"$R13*$AJ$2","v":2.5083333333333333},{"$f":"$R13*$AK$2","v":2.6875},{"$f":"$R13*$AL$2","v":2.8666666666666667},{"$f":"$R13*$AM$2","v":3.0458333333333334},{"$f":"$R13*$AN$2","v":3.2250000000000001},{"$f":"$R13*$AO$2","v":3.4041666666666668},{"$f":"$R13*$AP$2","v":3.5833333333333335},{"$f":"$R13*$AQ$2","v":3.7625000000000002},{"$f":"$R13*$AR$2","v":3.9416666666666669},{"$f":"$R13*$AS$2","v":4.1208333333333336},{"$f":"$R13*$AT$2","v":4.3},{"$f":"$R13*$AU$2","v":4.479166666666667},{"$f":"$R13*$AV$2","v":4.6583333333333332},{"$f":"$R13*$AW$2","v":4.8375000000000004},{"$f":"$R13*$AX$2","v":5.0166666666666666},{"$f":"$R13*$AY$2","v":5.1958333333333337},{"$f":"$R13*$AZ$2","v":5.375},{"$f":"$R13*$BA$2","v":5.5541666666666671},{"$f":"$R13*$BB$2","v":5.7333333333333334},{"$f":"$R13*$BC$2","v":5.9124999999999996},{"$f":"$R13*$BD$2","v":6.0916666666666668},{"$f":"$R13*$BE$2","v":6.270833333333333},{"$f":"$R13*$BF$2","v":6.45},{"$f":"$R13*$BG$2","v":6.6291666666666664},{"$f":"$R13*$BH$2","v":6.8083333333333336},{"$f":"$R13*$BI$2","v":6.9874999999999998},{"$f":"$R13*$BJ$2","v":7.166666666666667},{"$f":"$R13*$BK$2","v":7.3458333333333332},{"$f":"$R13*$BL$2","v":7.5250000000000004},{"$f":"$R13*$BM$2","v":7.7041666666666666},{"$f":"$R13*$BN$2","v":7.8833333333333337},{"$f":"$R13*$BO$2","v":8.0625},{"$f":"$R13*$BP$2","v":8.2416666666666671},{"$f":"$R13*$BQ$2","v":8.4208333333333343},{"$f":"$R13*$BR$2","v":8.6},{"$f":"$R13*$BS$2","v":8.7791666666666668},{"$f":"$R13*$BT$2","v":8.9583333333333339},{"$f":"$R13*$BU$2","v":9.1374999999999993},{"$f":"$R13*$BV$2","v":9.3166666666666664},{"$f":"$R13*$BW$2","v":9.4958333333333336},{"$f":"$R13*$BX$2","v":9.6750000000000007},{"$f":"$R13*$BY$2","v":9.8541666666666661},{"$f":"$R13*$BZ$2","v":10.033333333333333},{"$f":"$R13*$CA$2","v":10.2125},{"$f":"$R13*$CB$2","v":10.391666666666667},{"$f":"$R13*$CC$2","v":10.570833333333333},{"$f":"$R13*$CD$2","v":10.75},{"$f":"$R13*$CE$2","v":10.929166666666667},{"$f":"$R13*$CF$2","v":11.108333333333334},{"$f":"$R13*$CG$2","v":11.2875},{"$f":"$R13*$CH$2","v":11.466666666666667},{"$f":"$R13*$CI$2","v":11.645833333333334},{"$f":"$R13*$CJ$2","v":11.824999999999999},{"$f":"$R13*$CK$2","v":12.004166666666666},{"$f":"$R13*$CL$2","v":12.183333333333334},{"$f":"$R13*$CM$2","v":12.362500000000001},{"$f":"$R13*$CN$2","v":12.541666666666666},{"$f":"$R13*$CO$2","v":12.720833333333333},{"$f":"$R13*$CP$2","v":12.9},{"$f":"$R13*$CQ$2","v":13.079166666666667},{"$f":"$R13*$CR$2","v":13.258333333333333},{"$f":"$R13*$CS$2","v":13.4375},{"$f":"$R13*$CT$2","v":13.616666666666667},{"$f":"$R13*$CU$2","v":13.795833333333334},{"$f":"$R13*$CV$2","v":13.975},{"$f":"$R13*$CW$2","v":14.154166666666667},{"$f":"$R13*$CX$2","v":14.333333333333334},{"$f":"$R13*$CY$2","v":14.512499999999999},{"$f":"$R13*$CZ$2","v":14.691666666666666},{"$f":"$R13*$DA$2","v":14.870833333333334},{"$f":"$R13*$DB$2","v":15.05},{"$f":"$R13*$DC$2","v":15.229166666666666},{"$f":"$R13*$DD$2","v":15.408333333333333},{"$f":"$R13*$DE$2","v":15.5875},{"$f":"$R13*$DF$2","v":15.766666666666667},{"$f":"$R13*$DG$2","v":15.945833333333333},{"$f":"$R13*$DH$2","v":16.125},{"$f":"$R13*$DI$2","v":16.304166666666667},{"$f":"$R13*$DJ$2","v":16.483333333333334},{"$f":"$R13*$DK$2","v":16.662500000000001},{"$f":"$R13*$DL$2","v":16.841666666666669},{"$f":"$R13*$DM$2","v":17.020833333333332},{"$f":"$R13*$DN$2","v":17.2},{"$f":"$R13*$DO$2","v":17.379166666666666},{"$f":"$R13*$DP$2","v":17.558333333333334},{"$f":"$R13*$DQ$2","v":17.737500000000001},{"$f":"$R13*$DR$2","v":17.916666666666668},{"$f":"$R13*$DS$2","v":18.095833333333335},{"$f":"$R13*$DT$2","v":18.274999999999999},{"$f":"$R13*$DU$2","v":18.454166666666666},{"$f":"$R13*$DV$2","v":18.633333333333333},{"$f":"$R13*$DW$2","v":18.8125},{"$f":"$R13*$DX$2","v":18.991666666666667},{"$f":"$R13*$DY$2","v":19.170833333333334},{"$f":"$R13*$DZ$2","v":19.350000000000001},{"$f":"$R13*$EA$2","v":19.529166666666669},{"$f":"$R13*$EB$2","v":19.708333333333332},{"$f":"$R13*$EC$2","v":19.887499999999999},{"$f":"$R13*$ED$2","v":20.066666666666666},{"$f":"$R13*$EE$2","v":20.245833333333334},{"$f":"$R13*$EF$2","v":20.425000000000001},{"$f":"$R13*$EG$2","v":20.604166666666668},{"$f":"$R13*$EH$2","v":20.783333333333335},{"$f":"$R13*$EI$2","v":20.962499999999999},{"$f":"$R13*$EJ$2","v":21.141666666666666},{"$f":"$R13*$EK$2","v":21.320833333333333},{"$f":"$R13*$EL$2","v":21.5},{"$f":"$R13*$EM$2","v":21.679166666666667},{"$f":"$R13*$EN$2","v":21.858333333333334},{"$f":"$R13*$EO$2","v":22.037500000000001},{"$f":"$R13*$EP$2","v":22.216666666666669},{"$f":"$R13*$EQ$2","v":22.395833333333332},{"$f":"$R13*$ER$2","v":22.574999999999999},{"$f":"$R13*$ES$2","v":22.754166666666666},{"$f":"$R13*$ET$2","v":22.933333333333334},{"$f":"$R13*$EU$2","v":23.112500000000001},{"$f":"$R13*$EV$2","v":23.291666666666668},{"$f":"$R13*$EW$2","v":23.470833333333335},{"$f":"$R13*$EX$2","v":23.65},{"$f":"$R13*$EY$2","v":23.829166666666666},{"$f":"$R13*$EZ$2","v":24.008333333333333},{"$f":"$R13*$FA$2","v":24.1875},{"$f":"$R13*$FB$2","v":24.366666666666667},{"$f":"$R13*$FC$2","v":24.545833333333334},{"$f":"$R13*$FD$2","v":24.725000000000001},{"$f":"$R13*$FE$2","v":24.904166666666669},{"$f":"$R13*$FF$2","v":25.083333333333332},{"$f":"$R13*$FG$2","v":25.262499999999999},{"$f":"$R13*$FH$2","v":25.441666666666666},{"$f":"$R13*$FI$2","v":25.620833333333334},{"$f":"$R13*$FJ$2","v":25.8},{"$f":"$R13*$FK$2","v":25.979166666666668},{"$f":"$R13*$FL$2","v":26.158333333333335},{"$f":"$R13*$FM$2","v":26.337499999999999},{"$f":"$R13*$FN$2","v":26.516666666666666},{"$f":"$R13*$FO$2","v":26.695833333333333},{"$f":"$R13*$FP$2","v":26.875},{"$f":"$R13*$FQ$2","v":27.054166666666667},{"$f":"$R13*$FR$2","v":27.233333333333334},{"$f":"$R13*$FS$2","v":27.412500000000001},{"$f":"$R13*$FT$2","v":27.591666666666669},{"$f":"$R13*$FU$2","v":27.770833333333332},{"$f":"$R13*$FV$2","v":27.95},{"$f":"$R13*$FW$2","v":28.129166666666666},{"$f":"$R13*$FX$2","v":28.308333333333334},{"$f":"$R13*$FY$2","v":28.487500000000001},{"$f":"$R13*$FZ$2","v":28.666666666666668},{"$f":"$R13*$GA$2","v":28.845833333333335},{"$f":"$R13*$GB$2","v":29.024999999999999},{"$f":"$R13*$GC$2","v":29.204166666666666},{"$f":"$R13*$GD$2","v":29.383333333333333}]
[null,5,181.9,33100,26000,0.31330000000000002,null,3.1330000000000003E-4,null,null,null,null,null,null,"DL-FLEX2-SHE-HO",6,24,0.25,15,3.75,"Constant Voltage",23.5,{"$f":"R14*$W$2","v":0.25},0.5,0.75,1,1.25,1.5,1.75,2,2.25,2.5,2.75,3,3.25,3.5,3.75,4,4.25,4.5,4.75,5,5.25,5.5,5.75,6,6.25,6.5,6.75,7,7.25,7.5,7.75,8,8.25,8.5,8.75,9,9.25,9.5,9.75,10,10.25,10.5,10.75,11,11.25,11.5,11.75,12,12.25,12.5,12.75,13,13.25,13.5,13.75,14,14.25,14.5,14.75,15,15.25,15.5,15.75,16,16.25,16.5,16.75,17,17.25,17.5,17.75,18,18.25,18.5,18.75,19,19.25,19.5,19.75,20,20.25,20.5,20.75,21,21.25,21.5,21.75,22,22.25,22.5,22.75,23,23.25,23.5,23.75,24,24.25,24.5,24.75,25,25.25,25.5,25.75,26,26.25,26.5,26.75,27,27.25,27.5,27.75,28,28.25,28.5,28.75,29,29.25,29.5,29.75,30,30.25,30.5,30.75,31,31.25,31.5,31.75,32,32.25,32.5,32.75,33,33.25,33.5,33.75,34,34.25,34.5,34.75,35,35.25,35.5,35.75,36,36.25,36.5,36.75,37,37.25,37.5,37.75,38,38.25,38.5,38.75,39,39.25,39.5,39.75,40,40.25,40.5,40.75,41]
[null,6,162,26250,20620,0.39510000000000001,null,3.9510000000000001E-4,null,null,null,null,null,null,"DL-FLEX2-LR62",1.5,24,6.25E-2,62,3.875,"Constant Voltage",24.4,{"$f":"R15*$W$2","v":6.25E-2},0.125,0.1875,0.25,0.3125,0.375,0.4375,0.5,0.5625,0.625,0.6875,0.75,0.8125,0.875,0.9375,1,1.0625,1.125,1.1875,1.25,1.3125,1.375,1.4375,1.5,1.5625,1.625,1.6875,1.75,1.8125,1.875,1.9375,2,2.0625,2.125,2.1875,2.25,2.3125,2.375,2.4375,2.5,2.5625,2.625,2.6875,2.75,2.8125,2.875,2.9375,3,3.0625,3.125,3.1875,3.25,3.3125,3.375,3.4375,3.5,3.5625,3.625,3.6875,3.75,3.8125,3.875,3.9375,4,4.0625,4.125,4.1875,4.25,4.3125,4.375,4.4375,4.5,4.5625,4.625,4.6875,4.75,4.8125,4.875,4.9375,5,5.0625,5.125,5.1875,5.25,5.3125,5.375,5.4375,5.5,5.5625,5.625,5.6875,5.75,5.8125,5.875,5.9375,6,6.0625,6.125,6.1875,6.25,6.3125,6.375,6.4375,6.5,6.5625,6.625,6.6875,6.75,6.8125,6.875,6.9375,7,7.0625,7.125,7.1875,7.25,7.3125,7.375,7.4375,7.5,7.5625,7.625,7.6875,7.75,7.8125,7.875,7.9375,8,8.0625,8.125,8.1875,8.25,8.3125,8.375,8.4375,8.5,8.5625,8.625,8.6875,8.75,8.8125,8.875,8.9375,9,9.0625,9.125,9.1875,9.25,9.3125,9.375,9.4375,9.5,9.5625,9.625,9.6875,9.75,9.8125,9.875,9.9375,10,10.0625,10.125,10.1875,10.25]
[null,7,144.30000000000001,20820,16350,0.49819999999999998,null,4.9819999999999997E-4,null,null,null,null,null,null,"DL-FLEX2-UP",1.3,24,5.4166666666666669E-2,30,1.625,"Constant Current",23.04,{"$f":"R16*$W$2","v":5.4166666666666669E-2},0.10833333333333334,0.16250000000000001,0.21666666666666667,0.27083333333333337,0.32500000000000001,0.37916666666666665,0.43333333333333335,0.48750000000000004,0.54166666666666674,0.59583333333333333,0.65,0.70416666666666672,0.7583333333333333,0.8125,0.8666666666666667,0.92083333333333339,0.97500000000000009,1.0291666666666668,1.0833333333333335,1.1375,1.1916666666666667,1.2458333333333333,1.3,1.3541666666666667,1.4083333333333334,1.4625000000000001,1.5166666666666666,1.5708333333333333,1.625,1.6791666666666667,1.7333333333333334,1.7875000000000001,1.8416666666666668,1.8958333333333335,1.9500000000000002,2.0041666666666669,2.0583333333333336,2.1125000000000003,2.166666666666667,2.2208333333333332,2.2749999999999999,2.3291666666666666,2.3833333333333333,2.4375,2.4916666666666667,2.5458333333333334,2.6,2.6541666666666668,2.7083333333333335,2.7625000000000002,2.8166666666666669,2.8708333333333336,2.9250000000000003,2.979166666666667,3.0333333333333332,3.0874999999999999,3.1416666666666666,3.1958333333333333,3.25,3.3041666666666667,3.3583333333333334,3.4125000000000001,3.4666666666666668,3.5208333333333335,3.5750000000000002,3.6291666666666669,3.6833333333333336,3.7375000000000003,3.791666666666667,3.8458333333333337,3.9000000000000004,3.9541666666666666,4.0083333333333337,4.0625,4.1166666666666671,4.1708333333333334,4.2250000000000005,4.2791666666666668,4.3333333333333339,4.3875000000000002,4.4416666666666664,4.4958333333333336,4.55,4.604166666666667,4.6583333333333332,4.7125000000000004,4.7666666666666666,4.8208333333333337,4.875,4.9291666666666671,4.9833333333333334,5.0375000000000005,5.0916666666666668,5.1458333333333339,5.2,5.2541666666666664,5.3083333333333336,5.3624999999999998,5.416666666666667,5.4708333333333332,5.5250000000000004,5.5791666666666666,5.6333333333333337,5.6875,5.7416666666666671,5.7958333333333334,5.8500000000000005,5.9041666666666668,5.9583333333333339,6.0125000000000002,6.0666666666666664,6.1208333333333336,6.1749999999999998,6.229166666666667,6.2833333333333332,6.3375000000000004,6.3916666666666666,6.4458333333333337,6.5,6.5541666666666671,6.6083333333333334,6.6625000000000005,6.7166666666666668,6.7708333333333339,6.8250000000000002,6.8791666666666673,6.9333333333333336,6.9874999999999998,7.041666666666667,7.0958333333333332,7.15,7.2041666666666666,7.2583333333333337,7.3125,7.3666666666666671,7.4208333333333334,7.4750000000000005,7.5291666666666668,7.5833333333333339,7.6375000000000002,7.6916666666666673,7.7458333333333336,7.8000000000000007,7.854166666666667,7.9083333333333332,7.9625000000000004,8.0166666666666675,8.0708333333333329,8.125,8.1791666666666671,8.2333333333333343,8.2874999999999996,8.3416666666666668,8.3958333333333339,8.4500000000000011,8.5041666666666664,8.5583333333333336,8.6125000000000007,8.6666666666666679,8.7208333333333332,8.7750000000000004,8.8291666666666675,8.8833333333333329]
[null,8,128.5,16510,12970,0.62819999999999998,null,6.2819999999999998E-4,null,null,null,null,null,null,"DL-FLEX2-UP-HO",2.8,24,0.11666666666666665,30,3.4999999999999996,"Constant Current",23.04,0.11666666666666665,0.23333333333333331,0.35,0.46666666666666662,0.58333333333333326,0.7,0.81666666666666654,0.93333333333333324,1.0499999999999998,1.1666666666666665,1.2833333333333332,1.4,1.5166666666666666,1.6333333333333331,1.7499999999999998,1.8666666666666665,1.9833333333333332,2.0999999999999996,2.2166666666666663,2.333333333333333,2.4499999999999997,2.5666666666666664,2.6833333333333331,2.8,2.9166666666666665,3.0333333333333332,3.1499999999999995,3.2666666666666662,3.3833333333333329,3.4999999999999996,3.6166666666666663,3.7333333333333329,3.8499999999999996,3.9666666666666663,4.083333333333333,4.1999999999999993,4.3166666666666664,4.4333333333333327,4.55,4.6666666666666661,4.7833333333333332,4.8999999999999995,5.0166666666666657,5.1333333333333329,5.2499999999999991,5.3666666666666663,5.4833333333333325,5.6,5.7166666666666659,5.833333333333333,5.9499999999999993,6.0666666666666664,6.1833333333333327,6.2999999999999989,6.4166666666666661,6.5333333333333323,6.6499999999999995,6.7666666666666657,6.8833333333333329,6.9999999999999991,7.1166666666666663,7.2333333333333325,7.35,7.4666666666666659,7.5833333333333321,7.6999999999999993,7.8166666666666655,7.9333333333333327,8.0499999999999989,8.1666666666666661,8.2833333333333332,8.3999999999999986,8.5166666666666657,8.6333333333333329,8.7499999999999982,8.8666666666666654,8.9833333333333325,9.1,9.216666666666665,9.3333333333333321,9.4499999999999993,9.5666666666666664,9.6833333333333318,9.7999999999999989,9.9166666666666661,10.033333333333331,10.149999999999999,10.266666666666666,10.383333333333333,10.499999999999998,10.616666666666665,10.733333333333333,10.85,10.966666666666665,11.083333333333332,11.2,11.316666666666665,11.433333333333332,11.549999999999999,11.666666666666666,11.783333333333331,11.899999999999999,12.016666666666666,12.133333333333333,12.249999999999998,12.366666666666665,12.483333333333333,12.599999999999998,12.716666666666665,12.833333333333332,12.95,13.066666666666665,13.183333333333332,13.299999999999999,13.416666666666666,13.533333333333331,13.649999999999999,13.766666666666666,13.883333333333331,13.999999999999998,14.116666666666665,14.233333333333333,14.349999999999998,14.466666666666665,14.583333333333332,14.7,14.816666666666665,14.933333333333332,15.049999999999999,15.166666666666664,15.283333333333331,15.399999999999999,15.516666666666666,15.633333333333331,15.749999999999998,15.866666666666665,15.983333333333333,16.099999999999998,16.216666666666665,16.333333333333332,16.45,16.566666666666666,16.68333333333333,16.799999999999997,16.916666666666664,17.033333333333331,17.149999999999999,17.266666666666666,17.383333333333333,17.499999999999996,17.616666666666664,17.733333333333331,17.849999999999998,17.966666666666665,18.083333333333332,18.2,18.316666666666666,18.43333333333333,18.549999999999997,18.666666666666664,18.783333333333331,18.899999999999999,19.016666666666666,19.133333333333333]
[null,9,114.4,13090,10280,0.79210000000000003,null,7.9210000000000001E-4,null,null,null,null,null,null,"DL-FLEX2-UP-RGB",3.9,24,0.16250000000000001,20,3.25,"Constant Current",23.04,0.16250000000000001,0.32500000000000001,0.48750000000000004,0.65,0.8125,0.97500000000000009,1.1375,1.3,1.4625000000000001,1.625,1.7875000000000001,1.9500000000000002,2.1125000000000003,2.2749999999999999,2.4375,2.6,2.7625000000000002,2.9250000000000003,3.0874999999999999,3.25,3.4125000000000001,3.5750000000000002,3.7375000000000003,3.9000000000000004,4.0625,4.2250000000000005,4.3875000000000002,4.55,4.7125000000000004,4.875,5.0375000000000005,5.2,5.3624999999999998,5.5250000000000004,5.6875,5.8500000000000005,6.0125000000000002,6.1749999999999998,6.3375000000000004,6.5,6.6625000000000005,6.8250000000000002,6.9874999999999998,7.15,7.3125,7.4750000000000005,7.6375000000000002,7.8000000000000007,7.9625000000000004,8.125,8.2874999999999996,8.4500000000000011,8.6125000000000007,8.7750000000000004,8.9375,9.1,9.2625000000000011,9.4250000000000007,9.5875000000000004,9.75,9.9124999999999996,10.075000000000001,10.237500000000001,10.4,10.5625,10.725,10.887500000000001,11.05,11.2125,11.375,11.5375,11.700000000000001,11.862500000000001,12.025,12.1875,12.35,12.512500000000001,12.675000000000001,12.8375,13,13.1625,13.325000000000001,13.487500000000001,13.65,13.8125,13.975,14.137500000000001,14.3,14.4625,14.625,14.7875,14.950000000000001,15.112500000000001,15.275,15.4375,15.600000000000001,15.762500000000001,15.925000000000001,16.087500000000002,16.25,16.412500000000001,16.574999999999999,16.737500000000001,16.900000000000002,17.0625,17.225000000000001,17.387499999999999,17.55,17.712500000000002,17.875,18.037500000000001,18.2,18.362500000000001,18.525000000000002,18.6875,18.850000000000001,19.012499999999999,19.175000000000001,19.337500000000002,19.5,19.662500000000001,19.824999999999999,19.987500000000001,20.150000000000002,20.3125,20.475000000000001,20.637499999999999,20.8,20.962500000000002,21.125,21.287500000000001,21.45,21.612500000000001,21.775000000000002,21.9375,22.1,22.262499999999999,22.425000000000001,22.587500000000002,22.75,22.912500000000001,23.074999999999999,23.237500000000001,23.400000000000002,23.5625,23.725000000000001,23.887499999999999,24.05,24.212500000000002,24.375,24.537500000000001,24.7,24.862500000000001,25.025000000000002,25.1875,25.35,25.512499999999999,25.675000000000001,25.837500000000002,26,26.162500000000001,26.324999999999999,26.487500000000001,26.650000000000002]
[null,10,101.9,10380,8155,0.99890000000000001,null,9.9890000000000005E-4,null,null,null,null,null,null,"DL-FLEX2-UP-ULTRA",4.0999999999999996,24,0.17083333333333331,20,3.4166666666666661,"Constant Current",23.04,0.17083333333333331,0.34166666666666662,0.51249999999999996,0.68333333333333324,0.85416666666666652,1.0249999999999999,1.1958333333333331,1.3666666666666665,1.5374999999999999,1.708333333333333,1.8791666666666664,2.0499999999999998,2.2208333333333332,2.3916666666666662,2.5624999999999996,2.7333333333333329,2.9041666666666663,3.0749999999999997,3.2458333333333327,3.4166666666666661,3.5874999999999995,3.7583333333333329,3.9291666666666663,4.0999999999999996,4.270833333333333,4.4416666666666664,4.6124999999999989,4.7833333333333323,4.9541666666666657,5.1249999999999991,5.2958333333333325,5.4666666666666659,5.6374999999999993,5.8083333333333327,5.9791666666666661,6.1499999999999995,6.3208333333333329,6.4916666666666654,6.6624999999999988,6.8333333333333321,7.0041666666666655,7.1749999999999989,7.3458333333333323,7.5166666666666657,7.6874999999999991,7.8583333333333325,8.029166666666665,8.1999999999999993,8.3708333333333318,8.5416666666666661,8.7124999999999986,8.8833333333333329,9.0541666666666654,9.2249999999999979,9.3958333333333321,9.5666666666666647,9.7374999999999989,9.9083333333333314,10.079166666666666,10.249999999999998,10.420833333333333,10.591666666666665,10.762499999999999,10.933333333333332,11.104166666666664,11.274999999999999,11.445833333333331,11.616666666666665,11.787499999999998,11.958333333333332,12.129166666666665,12.299999999999999,12.470833333333331,12.641666666666666,12.812499999999998,12.983333333333331,13.154166666666665,13.324999999999998,13.495833333333332,13.666666666666664,13.837499999999999,14.008333333333331,14.179166666666665,14.349999999999998,14.520833333333332,14.691666666666665,14.862499999999997,15.033333333333331,15.204166666666664,15.374999999999998,15.545833333333331,15.716666666666665,15.887499999999998,16.05833333333333,16.229166666666664,16.399999999999999,16.570833333333329,16.741666666666664,16.912499999999998,17.083333333333332,17.254166666666663,17.424999999999997,17.595833333333331,17.766666666666666,17.937499999999996,18.108333333333331,18.279166666666665,18.449999999999996,18.62083333333333,18.791666666666664,18.962499999999999,19.133333333333329,19.304166666666664,19.474999999999998,19.645833333333332,19.816666666666663,19.987499999999997,20.158333333333331,20.329166666666662,20.499999999999996,20.670833333333331,20.841666666666665,21.012499999999996,21.18333333333333,21.354166666666664,21.524999999999999,21.695833333333329,21.866666666666664,22.037499999999998,22.208333333333329,22.379166666666663,22.549999999999997,22.720833333333331,22.891666666666662,23.062499999999996,23.233333333333331,23.404166666666665,23.574999999999996,23.74583333333333,23.916666666666664,24.087499999999995,24.258333333333329,24.429166666666664,24.599999999999998,24.770833333333329,24.941666666666663,25.112499999999997,25.283333333333331,25.454166666666662,25.624999999999996,25.795833333333331,25.966666666666661,26.137499999999996,26.30833333333333,26.479166666666664,26.649999999999995,26.820833333333329,26.991666666666664,27.162499999999998,27.333333333333329,27.504166666666663,27.674999999999997,27.845833333333328,28.016666666666662]
[null,11,90.74,8234,6467,1.26,null,1.2600000000000001E-3,null,null,null,null,null,null,"DL-FLEX2-UP-ULTRA-NIC",3.5,24,0.14583333333333334,20,2.916666666666667,"Constant Voltage",23.4,0.14583333333333334,0.29166666666666669,0.4375,0.58333333333333337,0.72916666666666674,0.875,1.0208333333333335,1.1666666666666667,1.3125,1.4583333333333335,1.6041666666666667,1.75,1.8958333333333335,2.041666666666667,2.1875,2.3333333333333335,2.479166666666667,2.625,2.7708333333333335,2.916666666666667,3.0625,3.2083333333333335,3.354166666666667,3.5,3.6458333333333335,3.791666666666667,3.9375000000000004,4.0833333333333339,4.229166666666667,4.375,4.5208333333333339,4.666666666666667,4.8125,4.9583333333333339,5.104166666666667,5.25,5.3958333333333339,5.541666666666667,5.6875,5.8333333333333339,5.979166666666667,6.125,6.2708333333333339,6.416666666666667,6.5625,6.7083333333333339,6.854166666666667,7,7.1458333333333339,7.291666666666667,7.4375000000000009,7.5833333333333339,7.729166666666667,7.8750000000000009,8.0208333333333339,8.1666666666666679,8.3125,8.4583333333333339,8.6041666666666679,8.75,8.8958333333333339,9.0416666666666679,9.1875,9.3333333333333339,9.4791666666666679,9.625,9.7708333333333339,9.9166666666666679,10.0625,10.208333333333334,10.354166666666668,10.5,10.645833333333334,10.791666666666668,10.9375,11.083333333333334,11.229166666666668,11.375,11.520833333333334,11.666666666666668,11.8125,11.958333333333334,12.104166666666668,12.25,12.395833333333334,12.541666666666668,12.6875,12.833333333333334,12.979166666666668,13.125,13.270833333333334,13.416666666666668,13.5625,13.708333333333334,13.854166666666668,14,14.145833333333334,14.291666666666668,14.437500000000002,14.583333333333334,14.729166666666668,14.875000000000002,15.020833333333334,15.166666666666668,15.312500000000002,15.458333333333334,15.604166666666668,15.750000000000002,15.895833333333334,16.041666666666668,16.1875,16.333333333333336,16.479166666666668,16.625,16.770833333333336,16.916666666666668,17.0625,17.208333333333336,17.354166666666668,17.5,17.645833333333336,17.791666666666668,17.9375,18.083333333333336,18.229166666666668,18.375,18.520833333333336,18.666666666666668,18.8125,18.958333333333336,19.104166666666668,19.25,19.395833333333336,19.541666666666668,19.6875,19.833333333333336,19.979166666666668,20.125,20.270833333333336,20.416666666666668,20.5625,20.708333333333336,20.854166666666668,21,21.145833333333336,21.291666666666668,21.4375,21.583333333333336,21.729166666666668,21.875,22.020833333333336,22.166666666666668,22.3125,22.458333333333336,22.604166666666668,22.75,22.895833333333336,23.041666666666668,23.1875,23.333333333333336,23.479166666666668,23.625,23.770833333333336,23.916666666666668]
[null,12,80.81,6530,5129,1.5880000000000001,null,1.588E-3,null,null,null,null,null,null,"DL-FLEX2-SC",4.3,24,0.17916666666666667,20,3.5833333333333335,"Constant Voltage",23.4,0.17916666666666667,0.35833333333333334,0.53749999999999998,0.71666666666666667,0.89583333333333337,1.075,1.2541666666666667,1.4333333333333333,1.6125,1.7916666666666667,1.9708333333333334,2.15,2.3291666666666666,2.5083333333333333,2.6875,2.8666666666666667,3.0458333333333334,3.2250000000000001,3.4041666666666668,3.5833333333333335,3.7625000000000002,3.9416666666666669,4.1208333333333336,4.3,4.479166666666667,4.6583333333333332,4.8375000000000004,5.0166666666666666,5.1958333333333337,5.375,5.5541666666666671,5.7333333333333334,5.9124999999999996,6.0916666666666668,6.270833333333333,6.45,6.6291666666666664,6.8083333333333336,6.9874999999999998,7.166666666666667,7.3458333333333332,7.5250000000000004,7.7041666666666666,7.8833333333333337,8.0625,8.2416666666666671,8.4208333333333343,8.6,8.7791666666666668,8.9583333333333339,9.1374999999999993,9.3166666666666664,9.4958333333333336,9.6750000000000007,9.8541666666666661,10.033333333333333,10.2125,10.391666666666667,10.570833333333333,10.75,10.929166666666667,11.108333333333334,11.2875,11.466666666666667,11.645833333333334,11.824999999999999,12.004166666666666,12.183333333333334,12.362500000000001,12.541666666666666,12.720833333333333,12.9,13.079166666666667,13.258333333333333,13.4375,13.616666666666667,13.795833333333334,13.975,14.154166666666667,14.333333333333334,14.512499999999999,14.691666666666666,14.870833333333334,15.05,15.229166666666666,15.408333333333333,15.5875,15.766666666666667,15.945833333333333,16.125,16.304166666666667,16.483333333333334,16.662500000000001,16.841666666666669,17.020833333333332,17.2,17.379166666666666,17.558333333333334,17.737500000000001,17.916666666666668,18.095833333333335,18.274999999999999,18.454166666666666,18.633333333333333,18.8125,18.991666666666667,19.170833333333334,19.350000000000001,19.529166666666669,19.708333333333332,19.887499999999999,20.066666666666666,20.245833333333334,20.425000000000001,20.604166666666668,20.783333333333335,20.962499999999999,21.141666666666666,21.320833333333333,21.5,21.679166666666667,21.858333333333334,22.037500000000001,22.216666666666669,22.395833333333332,22.574999999999999,22.754166666666666,22.933333333333334,23.112500000000001,23.291666666666668,23.470833333333335,23.65,23.829166666666666,24.008333333333333,24.1875,24.366666666666667,24.545833333333334,24.725000000000001,24.904166666666669,25.083333333333332,25.262499999999999,25.441666666666666,25.620833333333334,25.8,25.979166666666668,26.158333333333335,26.337499999999999,26.516666666666666,26.695833333333333,26.875,27.054166666666667,27.233333333333334,27.412500000000001,27.591666666666669,27.770833333333332,27.95,28.129166666666666,28.308333333333334,28.487500000000001,28.666666666666668,28.845833333333335,29.024999999999999,29.204166666666666,29.383333333333333]
[null,13,71.959999999999994,5178,4067,2.0030000000000001,null,2.003E-3,null,null,null,null,null,null,"DL-FLEX2-SHD",4.3,24,0.17916666666666667,20,3.5833333333333335,"Constant Voltage",23.4,0.17916666666666667,0.35833333333333334,0.53749999999999998,0.71666666666666667,0.89583333333333337,1.075,1.2541666666666667,1.4333333333333333,1.6125,1.7916666666666667,1.9708333333333334,2.15,2.3291666666666666,2.5083333333333333,2.6875,2.8666666666666667,3.0458333333333334,3.2250000000000001,3.4041666666666668,3.5833333333333335,3.7625000000000002,3.9416666666666669,4.1208333333333336,4.3,4.479166666666667,4.6583333333333332,4.8375000000000004,5.0166666666666666,5.1958333333333337,5.375,5.5541666666666671,5.7333333333333334,5.9124999999999996,6.0916666666666668,6.270833333333333,6.45,6.6291666666666664,6.8083333333333336,6.9874999999999998,7.166666666666667,7.3458333333333332,7.5250000000000004,7.7041666666666666,7.8833333333333337,8.0625,8.2416666666666671,8.4208333333333343,8.6,8.7791666666666668,8.9583333333333339,9.1374999999999993,9.3166666666666664,9.4958333333333336,9.6750000000000007,9.8541666666666661,10.033333333333333,10.2125,10.391666666666667,10.570833333333333,10.75,10.929166666666667,11.108333333333334,11.2875,11.466666666666667,11.645833333333334,11.824999999999999,12.004166666666666,12.183333333333334,12.362500000000001,12.541666666666666,12.720833333333333,12.9,13.079166666666667,13.258333333333333,13.4375,13.616666666666667,13.795833333333334,13.975,14.154166666666667,14.333333333333334,14.512499999999999,14.691666666666666,14.870833333333334,15.05,15.229166666666666,15.408333333333333,15.5875,15.766666666666667,15.945833333333333,16.125,16.304166666666667,16.483333333333334,16.662500000000001,16.841666666666669,17.020833333333332,17.2,17.379166666666666,17.558333333333334,17.737500000000001,17.916666666666668,18.095833333333335,18.274999999999999,18.454166666666666,18.633333333333333,18.8125,18.991666666666667,19.170833333333334,19.350000000000001,19.529166666666669,19.708333333333332,19.887499999999999,20.066666666666666,20.245833333333334,20.425000000000001,20.604166666666668,20.783333333333335,20.962499999999999,21.141666666666666,21.320833333333333,21.5,21.679166666666667,21.858333333333334,22.037500000000001,22.216666666666669,22.395833333333332,22.574999999999999,22.754166666666666,22.933333333333334,23.112500000000001,23.291666666666668,23.470833333333335,23.65,23.829166666666666,24.008333333333333,24.1875,24.366666666666667,24.545833333333334,24.725000000000001,24.904166666666669,25.083333333333332,25.262499999999999,25.441666666666666,25.620833333333334,25.8,25.979166666666668,26.158333333333335,26.337499999999999,26.516666666666666,26.695833333333333,26.875,27.054166666666667,27.233333333333334,27.412500000000001,27.591666666666669,27.770833333333332,27.95,28.129166666666666,28.308333333333334,28.487500000000001,28.666666666666668,28.845833333333335,29.024999999999999,29.204166666666666,29.383333333333333]
[null,14,64.08,4107,3225,2.5249999999999999,null,2.5249999999999999E-3,null,null,null,null,null,null,"DL-FLEX2-SHO",8.9,24,0.37083333333333335,10,3.7083333333333335,"Constant Voltage",23.4,0.37083333333333335,0.7416666666666667,1.1125,1.4833333333333334,1.8541666666666667,2.2250000000000001,2.5958333333333332,2.9666666666666668,3.3375000000000004,3.7083333333333335,4.0791666666666666,4.45,4.8208333333333337,5.1916666666666664,5.5625,5.9333333333333336,6.3041666666666671,6.6750000000000007,7.0458333333333334,7.416666666666667,7.7875000000000005,8.1583333333333332,8.5291666666666668,8.9,9.2708333333333339,9.6416666666666675,10.012500000000001,10.383333333333333,10.754166666666666,11.125,11.495833333333334,11.866666666666667,12.237500000000001,12.608333333333334,12.979166666666668,13.350000000000001,13.720833333333333,14.091666666666667,14.4625,14.833333333333334,15.204166666666667,15.575000000000001,15.945833333333335,16.316666666666666,16.6875,17.058333333333334,17.429166666666667,17.8,18.170833333333334,18.541666666666668,18.912500000000001,19.283333333333335,19.654166666666669,20.025000000000002,20.395833333333336,20.766666666666666,21.137499999999999,21.508333333333333,21.879166666666666,22.25,22.620833333333334,22.991666666666667,23.362500000000001,23.733333333333334,24.104166666666668,24.475000000000001,24.845833333333335,25.216666666666669,25.587500000000002,25.958333333333336,26.329166666666669,26.700000000000003,27.070833333333333,27.441666666666666,27.8125,28.183333333333334,28.554166666666667,28.925000000000001,29.295833333333334,29.666666666666668,30.037500000000001,30.408333333333335,30.779166666666669,31.150000000000002,31.520833333333336,31.891666666666669,32.262500000000003,32.633333333333333,33.00416666666667,33.375,33.745833333333337,34.116666666666667,34.487500000000004,34.858333333333334,35.229166666666671,35.6,35.970833333333331,36.341666666666669,36.712499999999999,37.083333333333336,37.454166666666666,37.825000000000003,38.195833333333333,38.56666666666667,38.9375,39.308333333333337,39.679166666666667,40.050000000000004,40.420833333333334,40.791666666666671,41.162500000000001,41.533333333333331,41.904166666666669,42.274999999999999,42.645833333333336,43.016666666666666,43.387500000000003,43.758333333333333,44.12916666666667,44.5,44.870833333333337,45.241666666666667,45.612500000000004,45.983333333333334,46.354166666666671,46.725000000000001,47.095833333333339,47.466666666666669,47.837499999999999,48.208333333333336,48.579166666666666,48.95,49.320833333333333,49.69166666666667,50.0625,50.433333333333337,50.804166666666667,51.175000000000004,51.545833333333334,51.916666666666671,52.287500000000001,52.658333333333339,53.029166666666669,53.400000000000006,53.770833333333336,54.141666666666666,54.512500000000003,54.883333333333333,55.25416666666667,55.625,55.995833333333337,56.366666666666667,56.737500000000004,57.108333333333334,57.479166666666671,57.85,58.220833333333339,58.591666666666669,58.962500000000006,59.333333333333336,59.704166666666666,60.075000000000003,60.445833333333333,60.81666666666667]
[null,15,57.07,3257,2558,3.1840000000000002,null,3.1840000000000002E-3,null,null,null,null,null,null,"DL-FLEX-HD",5,24,0.20833333333333334,16,3.3333333333333335,"Constant Current",23.04,0.20833333333333334,0.41666666666666669,0.625,0.83333333333333337,1.0416666666666667,1.25,1.4583333333333335,1.6666666666666667,1.875,2.0833333333333335,2.291666666666667,2.5,2.7083333333333335,2.916666666666667,3.125,3.3333333333333335,3.541666666666667,3.75,3.9583333333333335,4.166666666666667,4.375,4.5833333333333339,4.791666666666667,5,5.2083333333333339,5.416666666666667,5.625,5.8333333333333339,6.041666666666667,6.25,6.4583333333333339,6.666666666666667,6.875,7.0833333333333339,7.291666666666667,7.5,7.7083333333333339,7.916666666666667,8.125,8.3333333333333339,8.5416666666666679,8.75,8.9583333333333339,9.1666666666666679,9.375,9.5833333333333339,9.7916666666666679,10,10.208333333333334,10.416666666666668,10.625,10.833333333333334,11.041666666666668,11.25,11.458333333333334,11.666666666666668,11.875,12.083333333333334,12.291666666666668,12.5,12.708333333333334,12.916666666666668,13.125,13.333333333333334,13.541666666666668,13.75,13.958333333333334,14.166666666666668,14.375,14.583333333333334,14.791666666666668,15,15.208333333333334,15.416666666666668,15.625,15.833333333333334,16.041666666666668,16.25,16.458333333333336,16.666666666666668,16.875,17.083333333333336,17.291666666666668,17.5,17.708333333333336,17.916666666666668,18.125,18.333333333333336,18.541666666666668,18.75,18.958333333333336,19.166666666666668,19.375,19.583333333333336,19.791666666666668,20,20.208333333333336,20.416666666666668,20.625,20.833333333333336,21.041666666666668,21.25,21.458333333333336,21.666666666666668,21.875,22.083333333333336,22.291666666666668,22.5,22.708333333333336,22.916666666666668,23.125,23.333333333333336,23.541666666666668,23.75,23.958333333333336,24.166666666666668,24.375,24.583333333333336,24.791666666666668,25,25.208333333333336,25.416666666666668,25.625,25.833333333333336,26.041666666666668,26.25,26.458333333333336,26.666666666666668,26.875,27.083333333333336,27.291666666666668,27.5,27.708333333333336,27.916666666666668,28.125,28.333333333333336,28.541666666666668,28.75,28.958333333333336,29.166666666666668,29.375,29.583333333333336,29.791666666666668,30,30.208333333333336,30.416666666666668,30.625,30.833333333333336,31.041666666666668,31.25,31.458333333333336,31.666666666666668,31.875,32.083333333333336,32.291666666666671,32.5,32.708333333333336,32.916666666666671,33.125,33.333333333333336,33.541666666666671,33.75,33.958333333333336,34.166666666666671]
[null,16,50.82,2583,2028,4.016,null,4.0159999999999996E-3,null,null,null,null,null,null,"DL-FLEX-HD-CV",6,24,0.25,14,3.5,"Constant Voltage",23.4,0.25,0.5,0.75,1,1.25,1.5,1.75,2,2.25,2.5,2.75,3,3.25,3.5,3.75,4,4.25,4.5,4.75,5,5.25,5.5,5.75,6,6.25,6.5,6.75,7,7.25,7.5,7.75,8,8.25,8.5,8.75,9,9.25,9.5,9.75,10,10.25,10.5,10.75,11,11.25,11.5,11.75,12,12.25,12.5,12.75,13,13.25,13.5,13.75,14,14.25,14.5,14.75,15,15.25,15.5,15.75,16,16.25,16.5,16.75,17,17.25,17.5,17.75,18,18.25,18.5,18.75,19,19.25,19.5,19.75,20,20.25,20.5,20.75,21,21.25,21.5,21.75,22,22.25,22.5,22.75,23,23.25,23.5,23.75,24,24.25,24.5,24.75,25,25.25,25.5,25.75,26,26.25,26.5,26.75,27,27.25,27.5,27.75,28,28.25,28.5,28.75,29,29.25,29.5,29.75,30,30.25,30.5,30.75,31,31.25,31.5,31.75,32,32.25,32.5,32.75,33,33.25,33.5,33.75,34,34.25,34.5,34.75,35,35.25,35.5,35.75,36,36.25,36.5,36.75,37,37.25,37.5,37.75,38,38.25,38.5,38.75,39,39.25,39.5,39.75,40,40.25,40.5,40.75,41]
[null,17,45.26,2048,1609,5.0640000000000001,null,5.0639999999999999E-3,null,null,null,null,null,null,"DL-FLEX2-SEL",2.9,24,0.12083333333333333,30,3.625,"Constant Voltage",23.4,0.12083333333333333,0.24166666666666667,0.36249999999999999,0.48333333333333334,0.60416666666666663,0.72499999999999998,0.84583333333333333,0.96666666666666667,1.0874999999999999,1.2083333333333333,1.3291666666666666,1.45,1.5708333333333333,1.6916666666666667,1.8125,1.9333333333333333,2.0541666666666667,2.1749999999999998,2.2958333333333334,2.4166666666666665,2.5375000000000001,2.6583333333333332,2.7791666666666668,2.9,3.0208333333333335,3.1416666666666666,3.2625000000000002,3.3833333333333333,3.5041666666666669,3.625,3.7458333333333336,3.8666666666666667,3.9874999999999998,4.1083333333333334,4.229166666666667,4.3499999999999996,4.4708333333333332,4.5916666666666668,4.7125000000000004,4.833333333333333,4.9541666666666666,5.0750000000000002,5.1958333333333337,5.3166666666666664,5.4375,5.5583333333333336,5.6791666666666671,5.8,5.9208333333333334,6.041666666666667,6.1624999999999996,6.2833333333333332,6.4041666666666668,6.5250000000000004,6.645833333333333,6.7666666666666666,6.8875000000000002,7.0083333333333337,7.1291666666666664,7.25,7.3708333333333336,7.4916666666666671,7.6124999999999998,7.7333333333333334,7.854166666666667,7.9749999999999996,8.0958333333333332,8.2166666666666668,8.3375000000000004,8.4583333333333339,8.5791666666666675,8.6999999999999993,8.8208333333333329,8.9416666666666664,9.0625,9.1833333333333336,9.3041666666666671,9.4250000000000007,9.5458333333333343,9.6666666666666661,9.7874999999999996,9.9083333333333332,10.029166666666667,10.15,10.270833333333334,10.391666666666667,10.512499999999999,10.633333333333333,10.754166666666666,10.875,10.995833333333334,11.116666666666667,11.237500000000001,11.358333333333334,11.479166666666666,11.6,11.720833333333333,11.841666666666667,11.9625,12.083333333333334,12.204166666666667,12.324999999999999,12.445833333333333,12.566666666666666,12.6875,12.808333333333334,12.929166666666667,13.05,13.170833333333334,13.291666666666666,13.4125,13.533333333333333,13.654166666666667,13.775,13.895833333333334,14.016666666666667,14.137499999999999,14.258333333333333,14.379166666666666,14.5,14.620833333333334,14.741666666666667,14.862500000000001,14.983333333333334,15.104166666666666,15.225,15.345833333333333,15.466666666666667,15.5875,15.708333333333334,15.829166666666667,15.95,16.070833333333333,16.191666666666666,16.3125,16.433333333333334,16.554166666666667,16.675000000000001,16.795833333333334,16.916666666666668,17.037500000000001,17.158333333333335,17.279166666666669,17.399999999999999,17.520833333333332,17.641666666666666,17.762499999999999,17.883333333333333,18.004166666666666,18.125,18.245833333333334,18.366666666666667,18.487500000000001,18.608333333333334,18.729166666666668,18.850000000000001,18.970833333333335,19.091666666666669,19.212499999999999,19.333333333333332,19.454166666666666,19.574999999999999,19.695833333333333,19.816666666666666]
[null,18,40.299999999999997,1624,1276,6.3849999999999998,null,6.3850000000000001E-3,null,null,null,null,null,null,"DL-FLEX2-DEL",3.7,24,0.15416666666666667,20,3.0833333333333335,"Constant Voltage",23.4,0.15416666666666667,0.30833333333333335,0.46250000000000002,0.6166666666666667,0.77083333333333337,0.92500000000000004,1.0791666666666666,1.2333333333333334,1.3875000000000002,1.5416666666666667,1.6958333333333333,1.85,2.0041666666666669,2.1583333333333332,2.3125,2.4666666666666668,2.6208333333333336,2.7750000000000004,2.9291666666666667,3.0833333333333335,3.2375000000000003,3.3916666666666666,3.5458333333333334,3.7,3.854166666666667,4.0083333333333337,4.1625000000000005,4.3166666666666664,4.4708333333333332,4.625,4.7791666666666668,4.9333333333333336,5.0875000000000004,5.2416666666666671,5.3958333333333339,5.5500000000000007,5.7041666666666666,5.8583333333333334,6.0125000000000002,6.166666666666667,6.3208333333333337,6.4750000000000005,6.6291666666666673,6.7833333333333332,6.9375,7.0916666666666668,7.2458333333333336,7.4,7.5541666666666671,7.7083333333333339,7.8625000000000007,8.0166666666666675,8.1708333333333343,8.3250000000000011,8.4791666666666679,8.6333333333333329,8.7874999999999996,8.9416666666666664,9.0958333333333332,9.25,9.4041666666666668,9.5583333333333336,9.7125000000000004,9.8666666666666671,10.020833333333334,10.175000000000001,10.329166666666667,10.483333333333334,10.637500000000001,10.791666666666668,10.945833333333335,11.100000000000001,11.254166666666666,11.408333333333333,11.5625,11.716666666666667,11.870833333333334,12.025,12.179166666666667,12.333333333333334,12.487500000000001,12.641666666666667,12.795833333333334,12.950000000000001,13.104166666666668,13.258333333333335,13.412500000000001,13.566666666666666,13.720833333333333,13.875,14.029166666666667,14.183333333333334,14.3375,14.491666666666667,14.645833333333334,14.8,14.954166666666667,15.108333333333334,15.262500000000001,15.416666666666668,15.570833333333335,15.725000000000001,15.879166666666668,16.033333333333335,16.1875,16.341666666666669,16.495833333333334,16.650000000000002,16.804166666666667,16.958333333333336,17.112500000000001,17.266666666666666,17.420833333333334,17.574999999999999,17.729166666666668,17.883333333333333,18.037500000000001,18.191666666666666,18.345833333333335,18.5,18.654166666666669,18.808333333333334,18.962500000000002,19.116666666666667,19.270833333333336,19.425000000000001,19.579166666666669,19.733333333333334,19.887499999999999,20.041666666666668,20.195833333333333,20.350000000000001,20.504166666666666,20.658333333333335,20.8125,20.966666666666669,21.120833333333334,21.275000000000002,21.429166666666667,21.583333333333336,21.737500000000001,21.891666666666669,22.045833333333334,22.200000000000003,22.354166666666668,22.508333333333333,22.662500000000001,22.816666666666666,22.970833333333335,23.125,23.279166666666669,23.433333333333334,23.587500000000002,23.741666666666667,23.895833333333336,24.05,24.204166666666669,24.358333333333334,24.512500000000003,24.666666666666668,24.820833333333333,24.975000000000001,25.129166666666666,25.283333333333335]
[null,19,35.89,1288,1012,8.0510000000000002,null,8.0510000000000009E-3,null,null,null,null,null,null,"DL-FLEX2-FS",4.4000000000000004,24,0.18333333333333335,20,3.666666666666667,"Constant Voltage",23.4,0.18333333333333335,0.3666666666666667,0.55000000000000004,0.73333333333333339,0.91666666666666674,1.1000000000000001,1.2833333333333334,1.4666666666666668,1.6500000000000001,1.8333333333333335,2.0166666666666666,2.2000000000000002,2.3833333333333337,2.5666666666666669,2.75,2.9333333333333336,3.1166666666666671,3.3000000000000003,3.4833333333333334,3.666666666666667,3.8500000000000005,4.0333333333333332,4.2166666666666668,4.4000000000000004,4.5833333333333339,4.7666666666666675,4.95,5.1333333333333337,5.3166666666666673,5.5,5.6833333333333336,5.8666666666666671,6.0500000000000007,6.2333333333333343,6.416666666666667,6.6000000000000005,6.7833333333333341,6.9666666666666668,7.15,7.3333333333333339,7.5166666666666675,7.7000000000000011,7.8833333333333337,8.0666666666666664,8.25,8.4333333333333336,8.6166666666666671,8.8000000000000007,8.9833333333333343,9.1666666666666679,9.3500000000000014,9.533333333333335,9.7166666666666668,9.9,10.083333333333334,10.266666666666667,10.450000000000001,10.633333333333335,10.816666666666668,11,11.183333333333334,11.366666666666667,11.55,11.733333333333334,11.916666666666668,12.100000000000001,12.283333333333335,12.466666666666669,12.65,12.833333333333334,13.016666666666667,13.200000000000001,13.383333333333335,13.566666666666668,13.750000000000002,13.933333333333334,14.116666666666667,14.3,14.483333333333334,14.666666666666668,14.850000000000001,15.033333333333335,15.216666666666669,15.400000000000002,15.583333333333334,15.766666666666667,15.950000000000001,16.133333333333333,16.316666666666666,16.5,16.683333333333334,16.866666666666667,17.05,17.233333333333334,17.416666666666668,17.600000000000001,17.783333333333335,17.966666666666669,18.150000000000002,18.333333333333336,18.516666666666669,18.700000000000003,18.883333333333336,19.06666666666667,19.25,19.433333333333334,19.616666666666667,19.8,19.983333333333334,20.166666666666668,20.350000000000001,20.533333333333335,20.716666666666669,20.900000000000002,21.083333333333336,21.266666666666669,21.450000000000003,21.633333333333336,21.81666666666667,22,22.183333333333334,22.366666666666667,22.55,22.733333333333334,22.916666666666668,23.1,23.283333333333335,23.466666666666669,23.650000000000002,23.833333333333336,24.016666666666669,24.200000000000003,24.383333333333336,24.56666666666667,24.750000000000004,24.933333333333337,25.116666666666667,25.3,25.483333333333334,25.666666666666668,25.85,26.033333333333335,26.216666666666669,26.400000000000002,26.583333333333336,26.766666666666669,26.950000000000003,27.133333333333336,27.31666666666667,27.500000000000004,27.683333333333337,27.866666666666667,28.05,28.233333333333334,28.416666666666668,28.6,28.783333333333335,28.966666666666669,29.150000000000002,29.333333333333336,29.516666666666669,29.700000000000003,29.883333333333336,30.06666666666667]
[null,20,31.96,1022,802.3,10.15,null,1.0150000000000001E-2,null,null,null,null,null,null,"DL-FLEX2-LNSB",2.8,24,0.11666666666666665,30,3.4999999999999996,"Constant Current",23.4,0.11666666666666665,0.23333333333333331,0.35,0.46666666666666662,0.58333333333333326,0.7,0.81666666666666654,0.93333333333333324,1.0499999999999998,1.1666666666666665,1.2833333333333332,1.4,1.5166666666666666,1.6333333333333331,1.7499999999999998,1.8666666666666665,1.9833333333333332,2.0999999999999996,2.2166666666666663,2.333333333333333,2.4499999999999997,2.5666666666666664,2.6833333333333331,2.8,2.9166666666666665,3.0333333333333332,3.1499999999999995,3.2666666666666662,3.3833333333333329,3.4999999999999996,3.6166666666666663,3.7333333333333329,3.8499999999999996,3.9666666666666663,4.083333333333333,4.1999999999999993,4.3166666666666664,4.4333333333333327,4.55,4.6666666666666661,4.7833333333333332,4.8999999999999995,5.0166666666666657,5.1333333333333329,5.2499999999999991,5.3666666666666663,5.4833333333333325,5.6,5.7166666666666659,5.833333333333333,5.9499999999999993,6.0666666666666664,6.1833333333333327,6.2999999999999989,6.4166666666666661,6.5333333333333323,6.6499999999999995,6.7666666666666657,6.8833333333333329,6.9999999999999991,7.1166666666666663,7.2333333333333325,7.35,7.4666666666666659,7.5833333333333321,7.6999999999999993,7.8166666666666655,7.9333333333333327,8.0499999999999989,8.1666666666666661,8.2833333333333332,8.3999999999999986,8.5166666666666657,8.6333333333333329,8.7499999999999982,8.8666666666666654,8.9833333333333325,9.1,9.216666666666665,9.3333333333333321,9.4499999999999993,9.5666666666666664,9.6833333333333318,9.7999999999999989,9.9166666666666661,10.033333333333331,10.149999999999999,10.266666666666666,10.383333333333333,10.499999999999998,10.616666666666665,10.733333333333333,10.85,10.966666666666665,11.083333333333332,11.2,11.316666666666665,11.433333333333332,11.549999999999999,11.666666666666666,11.783333333333331,11.899999999999999,12.016666666666666,12.133333333333333,12.249999999999998,12.366666666666665,12.483333333333333,12.599999999999998,12.716666666666665,12.833333333333332,12.95,13.066666666666665,13.183333333333332,13.299999999999999,13.416666666666666,13.533333333333331,13.649999999999999,13.766666666666666,13.883333333333331,13.999999999999998,14.116666666666665,14.233333333333333,14.349999999999998,14.466666666666665,14.583333333333332,14.7,14.816666666666665,14.933333333333332,15.049999999999999,15.166666666666664,15.283333333333331,15.399999999999999,15.516666666666666,15.633333333333331,15.749999999999998,15.866666666666665,15.983333333333333,16.099999999999998,16.216666666666665,16.333333333333332,16.45,16.566666666666666,16.68333333333333,16.799999999999997,16.916666666666664,17.033333333333331,17.149999999999999,17.266666666666666,17.383333333333333,17.499999999999996,17.616666666666664,17.733333333333331,17.849999999999998,17.966666666666665,18.083333333333332,18.2,18.316666666666666,18.43333333333333,18.549999999999997,18.666666666666664,18.783333333333331,18.899999999999999,19.016666666666666,19.133333333333333]
[null,21,28.46,810.1,636.29999999999995,12.8,null,1.2800000000000001E-2,null,null,null,null,null,null,"DL-FLEX2-LNTB",2.8,24,0.11666666666666665,30,3.4999999999999996,"Constant Current",23.4,0.11666666666666665,0.23333333333333331,0.35,0.46666666666666662,0.58333333333333326,0.7,0.81666666666666654,0.93333333333333324,1.0499999999999998,1.1666666666666665,1.2833333333333332,1.4,1.5166666666666666,1.6333333333333331,1.7499999999999998,1.8666666666666665,1.9833333333333332,2.0999999999999996,2.2166666666666663,2.333333333333333,2.4499999999999997,2.5666666666666664,2.6833333333333331,2.8,2.9166666666666665,3.0333333333333332,3.1499999999999995,3.2666666666666662,3.3833333333333329,3.4999999999999996,3.6166666666666663,3.7333333333333329,3.8499999999999996,3.9666666666666663,4.083333333333333,4.1999999999999993,4.3166666666666664,4.4333333333333327,4.55,4.6666666666666661,4.7833333333333332,4.8999999999999995,5.0166666666666657,5.1333333333333329,5.2499999999999991,5.3666666666666663,5.4833333333333325,5.6,5.7166666666666659,5.833333333333333,5.9499999999999993,6.0666666666666664,6.1833333333333327,6.2999999999999989,6.4166666666666661,6.5333333333333323,6.6499999999999995,6.7666666666666657,6.8833333333333329,6.9999999999999991,7.1166666666666663,7.2333333333333325,7.35,7.4666666666666659,7.5833333333333321,7.6999999999999993,7.8166666666666655,7.9333333333333327,8.0499999999999989,8.1666666666666661,8.2833333333333332,8.3999999999999986,8.5166666666666657,8.6333333333333329,8.7499999999999982,8.8666666666666654,8.9833333333333325,9.1,9.216666666666665,9.3333333333333321,9.4499999999999993,9.5666666666666664,9.6833333333333318,9.7999999999999989,9.9166666666666661,10.033333333333331,10.149999999999999,10.266666666666666,10.383333333333333,10.499999999999998,10.616666666666665,10.733333333333333,10.85,10.966666666666665,11.083333333333332,11.2,11.316666666666665,11.433333333333332,11.549999999999999,11.666666666666666,11.783333333333331,11.899999999999999,12.016666666666666,12.133333333333333,12.249999999999998,12.366666666666665,12.483333333333333,12.599999999999998,12.716666666666665,12.833333333333332,12.95,13.066666666666665,13.183333333333332,13.299999999999999,13.416666666666666,13.533333333333331,13.649999999999999,13.766666666666666,13.883333333333331,13.999999999999998,14.116666666666665,14.233333333333333,14.349999999999998,14.466666666666665,14.583333333333332,14.7,14.816666666666665,14.933333333333332,15.049999999999999,15.166666666666664,15.283333333333331,15.399999999999999,15.516666666666666,15.633333333333331,15.749999999999998,15.866666666666665,15.983333333333333,16.099999999999998,16.216666666666665,16.333333333333332,16.45,16.566666666666666,16.68333333333333,16.799999999999997,16.916666666666664,17.033333333333331,17.149999999999999,17.266666666666666,17.383333333333333,17.499999999999996,17.616666666666664,17.733333333333331,17.849999999999998,17.966666666666665,18.083333333333332,18.2,18.316666666666666,18.43333333333333,18.549999999999997,18.666666666666664,18.783333333333331,18.899999999999999,19.016666666666666,19.133333333333333]
[null,22,25.35,642.4,504.6,16.14,null,1.6140000000000002E-2,null,null,null,null,null,null,"DL-FLEX2-LNDB",4.3,24,0.17916666666666667,16,2.8666666666666667,"Constant Voltage",23.4,0.17916666666666667,0.35833333333333334,0.53749999999999998,0.71666666666666667,0.89583333333333337,1.075,1.2541666666666667,1.4333333333333333,1.6125,1.7916666666666667,1.9708333333333334,2.15,2.3291666666666666,2.5083333333333333,2.6875,2.8666666666666667,3.0458333333333334,3.2250000000000001,3.4041666666666668,3.5833333333333335,3.7625000000000002,3.9416666666666669,4.1208333333333336,4.3,4.479166666666667,4.6583333333333332,4.8375000000000004,5.0166666666666666,5.1958333333333337,5.375,5.5541666666666671,5.7333333333333334,5.9124999999999996,6.0916666666666668,6.270833333333333,6.45,6.6291666666666664,6.8083333333333336,6.9874999999999998,7.166666666666667,7.3458333333333332,7.5250000000000004,7.7041666666666666,7.8833333333333337,8.0625,8.2416666666666671,8.4208333333333343,8.6,8.7791666666666668,8.9583333333333339,9.1374999999999993,9.3166666666666664,9.4958333333333336,9.6750000000000007,9.8541666666666661,10.033333333333333,10.2125,10.391666666666667,10.570833333333333,10.75,10.929166666666667,11.108333333333334,11.2875,11.466666666666667,11.645833333333334,11.824999999999999,12.004166666666666,12.183333333333334,12.362500000000001,12.541666666666666,12.720833333333333,12.9,13.079166666666667,13.258333333333333,13.4375,13.616666666666667,13.795833333333334,13.975,14.154166666666667,14.333333333333334,14.512499999999999,14.691666666666666,14.870833333333334,15.05,15.229166666666666,15.408333333333333,15.5875,15.766666666666667,15.945833333333333,16.125,16.304166666666667,16.483333333333334,16.662500000000001,16.841666666666669,17.020833333333332,17.2,17.379166666666666,17.558333333333334,17.737500000000001,17.916666666666668,18.095833333333335,18.274999999999999,18.454166666666666,18.633333333333333,18.8125,18.991666666666667,19.170833333333334,19.350000000000001,19.529166666666669,19.708333333333332,19.887499999999999,20.066666666666666,20.245833333333334,20.425000000000001,20.604166666666668,20.783333333333335,20.962499999999999,21.141666666666666,21.320833333333333,21.5,21.679166666666667,21.858333333333334,22.037500000000001,22.216666666666669,22.395833333333332,22.574999999999999,22.754166666666666,22.933333333333334,23.112500000000001,23.291666666666668,23.470833333333335,23.65,23.829166666666666,24.008333333333333,24.1875,24.366666666666667,24.545833333333334,24.725000000000001,24.904166666666669,25.083333333333332,25.262499999999999,25.441666666666666,25.620833333333334,25.8,25.979166666666668,26.158333333333335,26.337499999999999,26.516666666666666,26.695833333333333,26.875,27.054166666666667,27.233333333333334,27.412500000000001,27.591666666666669,27.770833333333332,27.95,28.129166666666666,28.308333333333334,28.487500000000001,28.666666666666668,28.845833333333335,29.024999999999999,29.204166666666666,29.383333333333333]
[null,23,22.57,509.5,400.2,20.36,null,2.036E-2,null,null,null,null,null,null,"DL-FLEX2-DTW",5.3,24,0.22083333333333333,16,3.5333333333333332,"Constant Voltage",23.4,0.22083333333333333,0.44166666666666665,0.66249999999999998,0.8833333333333333,1.1041666666666665,1.325,1.5458333333333334,1.7666666666666666,1.9874999999999998,2.208333333333333,2.4291666666666667,2.65,2.8708333333333331,3.0916666666666668,3.3125,3.5333333333333332,3.7541666666666664,3.9749999999999996,4.1958333333333329,4.4166666666666661,4.6375000000000002,4.8583333333333334,5.0791666666666666,5.3,5.520833333333333,5.7416666666666663,5.9624999999999995,6.1833333333333336,6.4041666666666668,6.625,6.8458333333333332,7.0666666666666664,7.2874999999999996,7.5083333333333329,7.7291666666666661,7.9499999999999993,8.1708333333333325,8.3916666666666657,8.6124999999999989,8.8333333333333321,9.0541666666666671,9.2750000000000004,9.4958333333333336,9.7166666666666668,9.9375,10.158333333333333,10.379166666666666,10.6,10.820833333333333,11.041666666666666,11.262499999999999,11.483333333333333,11.704166666666666,11.924999999999999,12.145833333333332,12.366666666666667,12.5875,12.808333333333334,13.029166666666667,13.25,13.470833333333333,13.691666666666666,13.9125,14.133333333333333,14.354166666666666,14.574999999999999,14.795833333333333,15.016666666666666,15.237499999999999,15.458333333333332,15.679166666666665,15.899999999999999,16.120833333333334,16.341666666666665,16.5625,16.783333333333331,17.004166666666666,17.224999999999998,17.445833333333333,17.666666666666664,17.887499999999999,18.108333333333334,18.329166666666666,18.55,18.770833333333332,18.991666666666667,19.212499999999999,19.433333333333334,19.654166666666665,19.875,20.095833333333331,20.316666666666666,20.537499999999998,20.758333333333333,20.979166666666664,21.2,21.420833333333334,21.641666666666666,21.862500000000001,22.083333333333332,22.304166666666667,22.524999999999999,22.745833333333334,22.966666666666665,23.1875,23.408333333333331,23.629166666666666,23.849999999999998,24.070833333333333,24.291666666666664,24.512499999999999,24.733333333333334,24.954166666666666,25.175000000000001,25.395833333333332,25.616666666666667,25.837499999999999,26.058333333333334,26.279166666666665,26.5,26.720833333333331,26.941666666666666,27.162499999999998,27.383333333333333,27.604166666666664,27.824999999999999,28.045833333333331,28.266666666666666,28.487500000000001,28.708333333333332,28.929166666666667,29.15,29.370833333333334,29.591666666666665,29.8125,30.033333333333331,30.254166666666666,30.474999999999998,30.695833333333333,30.916666666666664,31.137499999999999,31.358333333333331,31.579166666666666,31.799999999999997,32.020833333333336,32.241666666666667,32.462499999999999,32.68333333333333,32.904166666666669,33.125,33.345833333333331,33.566666666666663,33.787500000000001,34.008333333333333,34.229166666666664,34.449999999999996,34.670833333333334,34.891666666666666,35.112499999999997,35.333333333333329,35.554166666666667,35.774999999999999,35.99583333333333,36.216666666666669]
[null,24,20.100000000000001,404,317.3,25.67,null,2.5670000000000002E-2,null,null,null,"EXT48",20,null,"DL-FLEX2-CTA",2.4,24,9.9999999999999992E-2,30,2.9999999999999996,"Constant Voltage",23.4,9.9999999999999992E-2,0.19999999999999998,0.3,0.39999999999999997,0.49999999999999994,0.6,0.7,0.79999999999999993,0.89999999999999991,0.99999999999999989,1.0999999999999999,1.2,1.2999999999999998,1.4,1.4999999999999998,1.5999999999999999,1.7,1.7999999999999998,1.9,1.9999999999999998,2.0999999999999996,2.1999999999999997,2.2999999999999998,2.4,2.5,2.5999999999999996,2.6999999999999997,2.8,2.9,2.9999999999999996,3.0999999999999996,3.1999999999999997,3.3,3.4,3.4999999999999996,3.5999999999999996,3.6999999999999997,3.8,3.8999999999999995,3.9999999999999996,4.0999999999999996,4.1999999999999993,4.3,4.3999999999999995,4.5,4.5999999999999996,4.6999999999999993,4.8,4.8999999999999995,5,5.0999999999999996,5.1999999999999993,5.3,5.3999999999999995,5.4999999999999991,5.6,5.6999999999999993,5.8,5.8999999999999995,5.9999999999999991,6.1,6.1999999999999993,6.3,6.3999999999999995,6.4999999999999991,6.6,6.6999999999999993,6.8,6.8999999999999995,6.9999999999999991,7.1,7.1999999999999993,7.3,7.3999999999999995,7.4999999999999991,7.6,7.6999999999999993,7.7999999999999989,7.8999999999999995,7.9999999999999991,8.1,8.1999999999999993,8.2999999999999989,8.3999999999999986,8.5,8.6,8.6999999999999993,8.7999999999999989,8.8999999999999986,9,9.1,9.1999999999999993,9.2999999999999989,9.3999999999999986,9.5,9.6,9.6999999999999993,9.7999999999999989,9.8999999999999986,10,10.1,10.199999999999999,10.299999999999999,10.399999999999999,10.5,10.6,10.7,10.799999999999999,10.899999999999999,10.999999999999998,11.1,11.2,11.299999999999999,11.399999999999999,11.499999999999998,11.6,11.7,11.799999999999999,11.899999999999999,11.999999999999998,12.1,12.2,12.299999999999999,12.399999999999999,12.499999999999998,12.6,12.7,12.799999999999999,12.899999999999999,12.999999999999998,13.1,13.2,13.299999999999999,13.399999999999999,13.499999999999998,13.6,13.7,13.799999999999999,13.899999999999999,13.999999999999998,14.1,14.2,14.299999999999999,14.399999999999999,14.499999999999998,14.6,14.7,14.799999999999999,14.899999999999999,14.999999999999998,15.099999999999998,15.2,15.299999999999999,15.399999999999999,15.499999999999998,15.599999999999998,15.7,15.799999999999999,15.899999999999999,15.999999999999998,16.099999999999998,16.2,16.299999999999997,16.399999999999999]
[null,25,17.899999999999999,320.39999999999998,251.7,32.369999999999997,null,3.2369999999999996E-2,null,null,null,"EXT96",20,null,"DL-FLEX-RGB-HD",3.8,24,0.15833333333333333,20,3.1666666666666665,"Constant Voltage",23.4,0.15833333333333333,0.31666666666666665,0.47499999999999998,0.6333333333333333,0.79166666666666663,0.95,1.1083333333333334,1.2666666666666666,1.4249999999999998,1.5833333333333333,1.7416666666666667,1.9,2.0583333333333331,2.2166666666666668,2.375,2.5333333333333332,2.6916666666666664,2.8499999999999996,3.0083333333333333,3.1666666666666665,3.3249999999999997,3.4833333333333334,3.6416666666666666,3.8,3.958333333333333,4.1166666666666663,4.2749999999999995,4.4333333333333336,4.5916666666666668,4.75,4.9083333333333332,5.0666666666666664,5.2249999999999996,5.3833333333333329,5.5416666666666661,5.6999999999999993,5.8583333333333334,6.0166666666666666,6.1749999999999998,6.333333333333333,6.4916666666666663,6.6499999999999995,6.8083333333333327,6.9666666666666668,7.125,7.2833333333333332,7.4416666666666664,7.6,7.7583333333333329,7.9166666666666661,8.0749999999999993,8.2333333333333325,8.3916666666666657,8.5499999999999989,8.7083333333333321,8.8666666666666671,9.0250000000000004,9.1833333333333336,9.3416666666666668,9.5,9.6583333333333332,9.8166666666666664,9.9749999999999996,10.133333333333333,10.291666666666666,10.45,10.608333333333333,10.766666666666666,10.924999999999999,11.083333333333332,11.241666666666665,11.399999999999999,11.558333333333334,11.716666666666667,11.875,12.033333333333333,12.191666666666666,12.35,12.508333333333333,12.666666666666666,12.824999999999999,12.983333333333333,13.141666666666666,13.299999999999999,13.458333333333332,13.616666666666665,13.774999999999999,13.933333333333334,14.091666666666667,14.25,14.408333333333333,14.566666666666666,14.725,14.883333333333333,15.041666666666666,15.2,15.358333333333333,15.516666666666666,15.674999999999999,15.833333333333332,15.991666666666665,16.149999999999999,16.308333333333334,16.466666666666665,16.625,16.783333333333331,16.941666666666666,17.099999999999998,17.258333333333333,17.416666666666664,17.574999999999999,17.733333333333334,17.891666666666666,18.05,18.208333333333332,18.366666666666667,18.524999999999999,18.683333333333334,18.841666666666665,19,19.158333333333331,19.316666666666666,19.474999999999998,19.633333333333333,19.791666666666664,19.95,20.108333333333331,20.266666666666666,20.425000000000001,20.583333333333332,20.741666666666667,20.9,21.058333333333334,21.216666666666665,21.375,21.533333333333331,21.691666666666666,21.849999999999998,22.008333333333333,22.166666666666664,22.324999999999999,22.483333333333331,22.641666666666666,22.799999999999997,22.958333333333332,23.116666666666667,23.274999999999999,23.433333333333334,23.591666666666665,23.75,23.908333333333331,24.066666666666666,24.224999999999998,24.383333333333333,24.541666666666664,24.7,24.858333333333331,25.016666666666666,25.174999999999997,25.333333333333332,25.491666666666667,25.65,25.808333333333334,25.966666666666665]
[null,26,15.94,254.1,199.6,40.81,null,4.0809999999999999E-2,null,null,null,"INFINA/ACX PC",18,null,"DL-FLEX-WETCC",1.3,24,5.4166666666666669E-2,30,1.625,"Constant Current",23.4,5.4166666666666669E-2,0.10833333333333334,0.16250000000000001,0.21666666666666667,0.27083333333333337,0.32500000000000001,0.37916666666666665,0.43333333333333335,0.48750000000000004,0.54166666666666674,0.59583333333333333,0.65,0.70416666666666672,0.7583333333333333,0.8125,0.8666666666666667,0.92083333333333339,0.97500000000000009,1.0291666666666668,1.0833333333333335,1.1375,1.1916666666666667,1.2458333333333333,1.3,1.3541666666666667,1.4083333333333334,1.4625000000000001,1.5166666666666666,1.5708333333333333,1.625,1.6791666666666667,1.7333333333333334,1.7875000000000001,1.8416666666666668,1.8958333333333335,1.9500000000000002,2.0041666666666669,2.0583333333333336,2.1125000000000003,2.166666666666667,2.2208333333333332,2.2749999999999999,2.3291666666666666,2.3833333333333333,2.4375,2.4916666666666667,2.5458333333333334,2.6,2.6541666666666668,2.7083333333333335,2.7625000000000002,2.8166666666666669,2.8708333333333336,2.9250000000000003,2.979166666666667,3.0333333333333332,3.0874999999999999,3.1416666666666666,3.1958333333333333,3.25,3.3041666666666667,3.3583333333333334,3.4125000000000001,3.4666666666666668,3.5208333333333335,3.5750000000000002,3.6291666666666669,3.6833333333333336,3.7375000000000003,3.791666666666667,3.8458333333333337,3.9000000000000004,3.9541666666666666,4.0083333333333337,4.0625,4.1166666666666671,4.1708333333333334,4.2250000000000005,4.2791666666666668,4.3333333333333339,4.3875000000000002,4.4416666666666664,4.4958333333333336,4.55,4.604166666666667,4.6583333333333332,4.7125000000000004,4.7666666666666666,4.8208333333333337,4.875,4.9291666666666671,4.9833333333333334,5.0375000000000005,5.0916666666666668,5.1458333333333339,5.2,5.2541666666666664,5.3083333333333336,5.3624999999999998,5.416666666666667,5.4708333333333332,5.5250000000000004,5.5791666666666666,5.6333333333333337,5.6875,5.7416666666666671,5.7958333333333334,5.8500000000000005,5.9041666666666668,5.9583333333333339,6.0125000000000002,6.0666666666666664,6.1208333333333336,6.1749999999999998,6.229166666666667,6.2833333333333332,6.3375000000000004,6.3916666666666666,6.4458333333333337,6.5,6.5541666666666671,6.6083333333333334,6.6625000000000005,6.7166666666666668,6.7708333333333339,6.8250000000000002,6.8791666666666673,6.9333333333333336,6.9874999999999998,7.041666666666667,7.0958333333333332,7.15,7.2041666666666666,7.2583333333333337,7.3125,7.3666666666666671,7.4208333333333334,7.4750000000000005,7.5291666666666668,7.5833333333333339,7.6375000000000002,7.6916666666666673,7.7458333333333336,7.8000000000000007,7.854166666666667,7.9083333333333332,7.9625000000000004,8.0166666666666675,8.0708333333333329,8.125,8.1791666666666671,8.2333333333333343,8.2874999999999996,8.3416666666666668,8.3958333333333339,8.4500000000000011,8.5041666666666664,8.5583333333333336,8.6125000000000007,8.6666666666666679,8.7208333333333332,8.7750000000000004,8.8291666666666675,8.8833333333333329]
[null,27,14.2,201.5,158.30000000000001,51.47,null,5.1470000000000002E-2,null,null,null,"CTA",22,null,"DL-FLEX-WETCC-HO",3.3,24,0.13749999999999998,20,2.7499999999999996,"Constant Current",23.4,0.13749999999999998,0.27499999999999997,0.41249999999999998,0.54999999999999993,0.68749999999999989,0.82499999999999996,0.96249999999999991,1.0999999999999999,1.2374999999999998,1.3749999999999998,1.5124999999999997,1.65,1.7874999999999999,1.9249999999999998,2.0624999999999996,2.1999999999999997,2.3374999999999999,2.4749999999999996,2.6124999999999998,2.7499999999999996,2.8874999999999997,3.0249999999999995,3.1624999999999996,3.3,3.4374999999999996,3.5749999999999997,3.7124999999999995,3.8499999999999996,3.9874999999999994,4.1249999999999991,4.2624999999999993,4.3999999999999995,4.5374999999999996,4.6749999999999998,4.8124999999999991,4.9499999999999993,5.0874999999999995,5.2249999999999996,5.3624999999999989,5.4999999999999991,5.6374999999999993,5.7749999999999995,5.9124999999999996,6.0499999999999989,6.1874999999999991,6.3249999999999993,6.4624999999999995,6.6,6.7374999999999989,6.8749999999999991,7.0124999999999993,7.1499999999999995,7.2874999999999988,7.4249999999999989,7.5624999999999991,7.6999999999999993,7.8374999999999995,7.9749999999999988,8.1124999999999989,8.2499999999999982,8.3874999999999993,8.5249999999999986,8.6624999999999996,8.7999999999999989,8.9374999999999982,9.0749999999999993,9.2124999999999986,9.35,9.4874999999999989,9.6249999999999982,9.7624999999999993,9.8999999999999986,10.0375,10.174999999999999,10.312499999999998,10.45,10.587499999999999,10.724999999999998,10.862499999999999,10.999999999999998,11.137499999999999,11.274999999999999,11.412499999999998,11.549999999999999,11.687499999999998,11.824999999999999,11.962499999999999,12.099999999999998,12.237499999999999,12.374999999999998,12.512499999999999,12.649999999999999,12.787499999999998,12.924999999999999,13.062499999999998,13.2,13.337499999999999,13.474999999999998,13.612499999999999,13.749999999999998,13.887499999999998,14.024999999999999,14.162499999999998,14.299999999999999,14.437499999999998,14.574999999999998,14.712499999999999,14.849999999999998,14.987499999999999,15.124999999999998,15.262499999999998,15.399999999999999,15.537499999999998,15.674999999999999,15.812499999999998,15.949999999999998,16.087499999999999,16.224999999999998,16.362499999999997,16.499999999999996,16.637499999999999,16.774999999999999,16.912499999999998,17.049999999999997,17.187499999999996,17.324999999999999,17.462499999999999,17.599999999999998,17.737499999999997,17.874999999999996,18.012499999999999,18.149999999999999,18.287499999999998,18.424999999999997,18.562499999999996,18.7,18.837499999999999,18.974999999999998,19.112499999999997,19.249999999999996,19.387499999999999,19.524999999999999,19.662499999999998,19.799999999999997,19.937499999999996,20.074999999999999,20.212499999999999,20.349999999999998,20.487499999999997,20.624999999999996,20.762499999999996,20.9,21.037499999999998,21.174999999999997,21.312499999999996,21.449999999999996,21.587499999999999,21.724999999999998,21.862499999999997,21.999999999999996,22.137499999999996,22.274999999999999,22.412499999999998,22.549999999999997]
[null,28,12.64,159.80000000000001,125.5,64.900000000000006,null,6.4899999999999999E-2,null,null,null,"RGB",22,null,"DL-FLEX-WETCC-RGB",3.9,24,0.16250000000000001,20,3.25,"Constant Current",23.4,0.16250000000000001,0.32500000000000001,0.48750000000000004,0.65,0.8125,0.97500000000000009,1.1375,1.3,1.4625000000000001,1.625,1.7875000000000001,1.9500000000000002,2.1125000000000003,2.2749999999999999,2.4375,2.6,2.7625000000000002,2.9250000000000003,3.0874999999999999,3.25,3.4125000000000001,3.5750000000000002,3.7375000000000003,3.9000000000000004,4.0625,4.2250000000000005,4.3875000000000002,4.55,4.7125000000000004,4.875,5.0375000000000005,5.2,5.3624999999999998,5.5250000000000004,5.6875,5.8500000000000005,6.0125000000000002,6.1749999999999998,6.3375000000000004,6.5,6.6625000000000005,6.8250000000000002,6.9874999999999998,7.15,7.3125,7.4750000000000005,7.6375000000000002,7.8000000000000007,7.9625000000000004,8.125,8.2874999999999996,8.4500000000000011,8.6125000000000007,8.7750000000000004,8.9375,9.1,9.2625000000000011,9.4250000000000007,9.5875000000000004,9.75,9.9124999999999996,10.075000000000001,10.237500000000001,10.4,10.5625,10.725,10.887500000000001,11.05,11.2125,11.375,11.5375,11.700000000000001,11.862500000000001,12.025,12.1875,12.35,12.512500000000001,12.675000000000001,12.8375,13,13.1625,13.325000000000001,13.487500000000001,13.65,13.8125,13.975,14.137500000000001,14.3,14.4625,14.625,14.7875,14.950000000000001,15.112500000000001,15.275,15.4375,15.600000000000001,15.762500000000001,15.925000000000001,16.087500000000002,16.25,16.412500000000001,16.574999999999999,16.737500000000001,16.900000000000002,17.0625,17.225000000000001,17.387499999999999,17.55,17.712500000000002,17.875,18.037500000000001,18.2,18.362500000000001,18.525000000000002,18.6875,18.850000000000001,19.012499999999999,19.175000000000001,19.337500000000002,19.5,19.662500000000001,19.824999999999999,19.987500000000001,20.150000000000002,20.3125,20.475000000000001,20.637499999999999,20.8,20.962500000000002,21.125,21.287500000000001,21.45,21.612500000000001,21.775000000000002,21.9375,22.1,22.262499999999999,22.425000000000001,22.587500000000002,22.75,22.912500000000001,23.074999999999999,23.237500000000001,23.400000000000002,23.5625,23.725000000000001,23.887499999999999,24.05,24.212500000000002,24.375,24.537500000000001,24.7,24.862500000000001,25.025000000000002,25.1875,25.35,25.512499999999999,25.675000000000001,25.837500000000002,26,26.162500000000001,26.324999999999999,26.487500000000001,26.650000000000002]
[null,29,11.26,126.7,99.53,81.83,null,8.183E-2,null,null,null,"RGBW",22,null,"DL-FLEX2-RGBW",4.0999999999999996,24,0.17083333333333331,20,3.4166666666666661,"Constant Voltage",23.4,0.17083333333333331,0.34166666666666662,0.51249999999999996,0.68333333333333324,0.85416666666666652,1.0249999999999999,1.1958333333333331,1.3666666666666665,1.5374999999999999,1.708333333333333,1.8791666666666664,2.0499999999999998,2.2208333333333332,2.3916666666666662,2.5624999999999996,2.7333333333333329,2.9041666666666663,3.0749999999999997,3.2458333333333327,3.4166666666666661,3.5874999999999995,3.7583333333333329,3.9291666666666663,4.0999999999999996,4.270833333333333,4.4416666666666664,4.6124999999999989,4.7833333333333323,4.9541666666666657,5.1249999999999991,5.2958333333333325,5.4666666666666659,5.6374999999999993,5.8083333333333327,5.9791666666666661,6.1499999999999995,6.3208333333333329,6.4916666666666654,6.6624999999999988,6.8333333333333321,7.0041666666666655,7.1749999999999989,7.3458333333333323,7.5166666666666657,7.6874999999999991,7.8583333333333325,8.029166666666665,8.1999999999999993,8.3708333333333318,8.5416666666666661,8.7124999999999986,8.8833333333333329,9.0541666666666654,9.2249999999999979,9.3958333333333321,9.5666666666666647,9.7374999999999989,9.9083333333333314,10.079166666666666,10.249999999999998,10.420833333333333,10.591666666666665,10.762499999999999,10.933333333333332,11.104166666666664,11.274999999999999,11.445833333333331,11.616666666666665,11.787499999999998,11.958333333333332,12.129166666666665,12.299999999999999,12.470833333333331,12.641666666666666,12.812499999999998,12.983333333333331,13.154166666666665,13.324999999999998,13.495833333333332,13.666666666666664,13.837499999999999,14.008333333333331,14.179166666666665,14.349999999999998,14.520833333333332,14.691666666666665,14.862499999999997,15.033333333333331,15.204166666666664,15.374999999999998,15.545833333333331,15.716666666666665,15.887499999999998,16.05833333333333,16.229166666666664,16.399999999999999,16.570833333333329,16.741666666666664,16.912499999999998,17.083333333333332,17.254166666666663,17.424999999999997,17.595833333333331,17.766666666666666,17.937499999999996,18.108333333333331,18.279166666666665,18.449999999999996,18.62083333333333,18.791666666666664,18.962499999999999,19.133333333333329,19.304166666666664,19.474999999999998,19.645833333333332,19.816666666666663,19.987499999999997,20.158333333333331,20.329166666666662,20.499999999999996,20.670833333333331,20.841666666666665,21.012499999999996,21.18333333333333,21.354166666666664,21.524999999999999,21.695833333333329,21.866666666666664,22.037499999999998,22.208333333333329,22.379166666666663,22.549999999999997,22.720833333333331,22.891666666666662,23.062499999999996,23.233333333333331,23.404166666666665,23.574999999999996,23.74583333333333,23.916666666666664,24.087499999999995,24.258333333333329,24.429166666666664,24.599999999999998,24.770833333333329,24.941666666666663,25.112499999999997,25.283333333333331,25.454166666666662,25.624999999999996,25.795833333333331,25.966666666666661,26.137499999999996,26.30833333333333,26.479166666666664,26.649999999999995,26.820833333333329,26.991666666666664,27.162499999999998,27.333333333333329,27.504166666666663,27.674999999999997,27.845833333333328,28.016666666666662]
[null,30,10.029999999999999,100.5,78.94,103.2,null,0.1032,null,null,null,"RGBWW",22,null,"DL-FLEX2-RGBWW",4.7,24,0.19583333333333333,16.399999999999999,3.2116666666666664,"Constant Voltage",23.4,0.19583333333333333,0.39166666666666666,0.58750000000000002,0.78333333333333333,0.97916666666666663,1.175,1.3708333333333333,1.5666666666666667,1.7625,1.9583333333333333,2.1541666666666668,2.35,2.5458333333333334,2.7416666666666667,2.9375,3.1333333333333333,3.3291666666666666,3.5249999999999999,3.7208333333333332,3.9166666666666665,4.1124999999999998,4.3083333333333336,4.5041666666666664,4.7,4.895833333333333,5.0916666666666668,5.2874999999999996,5.4833333333333334,5.6791666666666663,5.875,6.0708333333333329,6.2666666666666666,6.4625000000000004,6.6583333333333332,6.854166666666667,7.05,7.2458333333333336,7.4416666666666664,7.6375000000000002,7.833333333333333,8.0291666666666668,8.2249999999999996,8.4208333333333325,8.6166666666666671,8.8125,9.0083333333333329,9.2041666666666657,9.4,9.5958333333333332,9.7916666666666661,9.9875000000000007,10.183333333333334,10.379166666666666,10.574999999999999,10.770833333333334,10.966666666666667,11.1625,11.358333333333333,11.554166666666667,11.75,11.945833333333333,12.141666666666666,12.3375,12.533333333333333,12.729166666666666,12.925000000000001,13.120833333333334,13.316666666666666,13.512499999999999,13.708333333333334,13.904166666666667,14.1,14.295833333333333,14.491666666666667,14.6875,14.883333333333333,15.079166666666666,15.275,15.470833333333333,15.666666666666666,15.862500000000001,16.058333333333334,16.254166666666666,16.45,16.645833333333332,16.841666666666665,17.037500000000001,17.233333333333334,17.429166666666667,17.625,17.820833333333333,18.016666666666666,18.212499999999999,18.408333333333331,18.604166666666668,18.8,18.995833333333334,19.191666666666666,19.387499999999999,19.583333333333332,19.779166666666665,19.975000000000001,20.170833333333334,20.366666666666667,20.5625,20.758333333333333,20.954166666666666,21.15,21.345833333333331,21.541666666666668,21.737500000000001,21.933333333333334,22.129166666666666,22.324999999999999,22.520833333333332,22.716666666666665,22.912500000000001,23.108333333333334,23.304166666666667,23.5,23.695833333333333,23.891666666666666,24.087499999999999,24.283333333333331,24.479166666666668,24.675000000000001,24.870833333333334,25.066666666666666,25.262499999999999,25.458333333333332,25.654166666666665,25.85,26.045833333333334,26.241666666666667,26.4375,26.633333333333333,26.829166666666666,27.024999999999999,27.220833333333331,27.416666666666668,27.612500000000001,27.808333333333334,28.004166666666666,28.2,28.395833333333332,28.591666666666665,28.787500000000001,28.983333333333334,29.179166666666667,29.375,29.570833333333333,29.766666666666666,29.962499999999999,30.158333333333331,30.354166666666668,30.55,30.745833333333334,30.941666666666666,31.137499999999999,31.333333333333332,31.529166666666665,31.725000000000001,31.920833333333334,32.116666666666667]
[null,31,8.9280000000000008,79.7,62.6,130.1,null,0.13009999999999999,null,null,null,"HW-20AWG",20,null,"CVX-ST",2.7,27,{"$f":"P40/Q40","v":0.1},30,{"$f":"R40*S40","v":3},"Constant Voltage",23.4,{"$f":"R40*$W$2","v":0.1},0.2,0.30000000000000004,0.4,0.5,0.60000000000000009,0.70000000000000007,0.8,0.9,1,1.1000000000000001,1.2000000000000002,1.3,1.4000000000000001,1.5,1.6,1.7000000000000002,1.8,1.9000000000000001,2,2.1,2.2000000000000002,2.3000000000000003,2.4000000000000004,2.5,2.6,2.7,2.8000000000000003,2.9000000000000004,3,3.1,3.2,3.3000000000000003,3.4000000000000004,3.5,3.6,3.7,3.8000000000000003,3.9000000000000004,4,4.1000000000000005,4.2,4.3,4.4000000000000004,4.5,4.6000000000000005,4.7,4.8000000000000007,4.9000000000000004,5,5.1000000000000005,5.2,5.3000000000000007,5.4,5.5,5.6000000000000005,5.7,5.8000000000000007,5.9,6,6.1000000000000005,6.2,6.3000000000000007,6.4,6.5,6.6000000000000005,6.7,6.8000000000000007,6.9,7,7.1000000000000005,7.2,7.3000000000000007,7.4,7.5,7.6000000000000005,7.7,7.8000000000000007,7.9,8,8.1,8.2000000000000011,8.3000000000000007,8.4,8.5,8.6,8.7000000000000011,8.8000000000000007,8.9,9,9.1,9.2000000000000011,9.3000000000000007,9.4,9.5,9.6000000000000014,9.7000000000000011,9.8000000000000007,9.9,10,10.100000000000001,10.200000000000001,10.3,10.4,10.5,10.600000000000001,10.700000000000001,10.8,10.9,11,11.100000000000001,11.200000000000001,11.3,11.4,11.5,11.600000000000001,11.700000000000001,11.8,11.9,12,12.100000000000001,12.200000000000001,12.3,12.4,12.5,12.600000000000001,12.700000000000001,12.8,12.9,13,13.100000000000001,13.200000000000001,13.3,13.4,13.5,13.600000000000001,13.700000000000001,13.8,13.9,14,14.100000000000001,14.200000000000001,14.3,14.4,14.5,14.600000000000001,14.700000000000001,14.8,14.9,15,15.100000000000001,15.200000000000001,15.3,15.4,15.5,15.600000000000001,15.700000000000001,15.8,15.9,16,16.100000000000001,16.2,16.3,16.400000000000002]
[null,32,7.95,63.21,49.64,164.1,null,0.1641,null,null,null,"HW-18AWG",18,null,"CVX-HO",3.9,27,0.14444444444444443,20,2.8888888888888884,"Constant Voltage",23.4,0.14444444444444443,0.28888888888888886,0.43333333333333329,0.57777777777777772,0.7222222222222221,0.86666666666666659,1.0111111111111111,1.1555555555555554,1.2999999999999998,1.4444444444444442,1.5888888888888888,1.7333333333333332,1.8777777777777775,2.0222222222222221,2.1666666666666665,2.3111111111111109,2.4555555555555553,2.5999999999999996,2.744444444444444,2.8888888888888884,3.0333333333333332,3.1777777777777776,3.322222222222222,3.4666666666666663,3.6111111111111107,3.7555555555555551,3.8999999999999995,4.0444444444444443,4.1888888888888882,4.333333333333333,4.477777777777777,4.6222222222222218,4.7666666666666666,4.9111111111111105,5.0555555555555554,5.1999999999999993,5.3444444444444441,5.488888888888888,5.6333333333333329,5.7777777777777768,5.9222222222222216,6.0666666666666664,6.2111111111111104,6.3555555555555552,6.4999999999999991,6.6444444444444439,6.7888888888888879,6.9333333333333327,7.0777777777777775,7.2222222222222214,7.3666666666666663,7.5111111111111102,7.655555555555555,7.7999999999999989,7.9444444444444438,8.0888888888888886,8.2333333333333325,8.3777777777777764,8.5222222222222221,8.6666666666666661,8.81111111111111,8.9555555555555539,9.1,9.2444444444444436,9.3888888888888875,9.5333333333333332,9.6777777777777771,9.8222222222222211,9.966666666666665,10.111111111111111,10.255555555555555,10.399999999999999,10.544444444444444,10.688888888888888,10.833333333333332,10.977777777777776,11.122222222222222,11.266666666666666,11.41111111111111,11.555555555555554,11.7,11.844444444444443,11.988888888888887,12.133333333333333,12.277777777777777,12.422222222222221,12.566666666666665,12.71111111111111,12.855555555555554,12.999999999999998,13.144444444444444,13.288888888888888,13.433333333333332,13.577777777777776,13.722222222222221,13.866666666666665,14.011111111111109,14.155555555555555,14.299999999999999,14.444444444444443,14.588888888888887,14.733333333333333,14.877777777777776,15.02222222222222,15.166666666666666,15.31111111111111,15.455555555555554,15.599999999999998,15.744444444444444,15.888888888888888,16.033333333333331,16.177777777777777,16.322222222222219,16.466666666666665,16.611111111111111,16.755555555555553,16.899999999999999,17.044444444444444,17.188888888888886,17.333333333333332,17.477777777777778,17.62222222222222,17.766666666666666,17.911111111111108,18.055555555555554,18.2,18.344444444444441,18.488888888888887,18.633333333333333,18.777777777777775,18.922222222222221,19.066666666666666,19.211111111111109,19.355555555555554,19.499999999999996,19.644444444444442,19.788888888888888,19.93333333333333,20.077777777777776,20.222222222222221,20.366666666666664,20.511111111111109,20.655555555555555,20.799999999999997,20.944444444444443,21.088888888888889,21.233333333333331,21.377777777777776,21.522222222222219,21.666666666666664,21.81111111111111,21.955555555555552,22.099999999999998,22.244444444444444,22.388888888888886,22.533333333333331,22.677777777777777,22.822222222222219,22.966666666666665,23.111111111111107,23.255555555555553,23.4,23.544444444444441,23.688888888888886]
[null,33,7.08,50.13,39.369999999999997,206.9,null,0.2069,null,null,null,"HW-16AWG",16,null,"CFX2",1.5,24,{"$f":"P42/Q42","v":6.25E-2},30,{"$f":"R42*S42","v":1.875},"Constant Voltage",23.4,{"$f":"R42*$W$2","v":6.25E-2},0.125,0.1875,0.25,0.3125,0.375,0.4375,0.5,0.5625,0.625,0.6875,0.75,0.8125,0.875,0.9375,1,1.0625,1.125,1.1875,1.25,1.3125,1.375,1.4375,1.5,1.5625,1.625,1.6875,1.75,1.8125,1.875,1.9375,2,2.0625,2.125,2.1875,2.25,2.3125,2.375,2.4375,2.5,2.5625,2.625,2.6875,2.75,2.8125,2.875,2.9375,3,3.0625,3.125,3.1875,3.25,3.3125,3.375,3.4375,3.5,3.5625,3.625,3.6875,3.75,3.8125,3.875,3.9375,4,4.0625,4.125,4.1875,4.25,4.3125,4.375,4.4375,4.5,4.5625,4.625,4.6875,4.75,4.8125,4.875,4.9375,5,5.0625,5.125,5.1875,5.25,5.3125,5.375,5.4375,5.5,5.5625,5.625,5.6875,5.75,5.8125,5.875,5.9375,6,6.0625,6.125,6.1875,6.25,6.3125,6.375,6.4375,6.5,6.5625,6.625,6.6875,6.75,6.8125,6.875,6.9375,7,7.0625,7.125,7.1875,7.25,7.3125,7.375,7.4375,7.5,7.5625,7.625,7.6875,7.75,7.8125,7.875,7.9375,8,8.0625,8.125,8.1875,8.25,8.3125,8.375,8.4375,8.5,8.5625,8.625,8.6875,8.75,8.8125,8.875,8.9375,9,9.0625,9.125,9.1875,9.25,9.3125,9.375,9.4375,9.5,9.5625,9.625,9.6875,9.75,9.8125,9.875,9.9375,10,10.0625,10.125,10.1875,10.25]
[null,34,6.3049999999999997,39.75,31.22,260.89999999999998,null,0.26089999999999997,null,null,null,"HW-14AWG",14,null,"CFX2 PRO",3.2,24,{"$f":"P43/Q43","v":0.13333333333333333},20,{"$f":"R43*S43","v":2.6666666666666665},"Constant Voltage",23.4,0.13333333333333333,0.26666666666666666,0.4,0.53333333333333333,0.66666666666666663,0.8,0.93333333333333335,1.0666666666666667,1.2,1.3333333333333333,1.4666666666666666,1.6,1.7333333333333334,1.8666666666666667,2,2.1333333333333333,2.2666666666666666,2.4,2.5333333333333332,2.6666666666666665,2.8,2.9333333333333331,3.0666666666666664,3.2,3.3333333333333335,3.4666666666666668,3.6,3.7333333333333334,3.8666666666666667,4,4.1333333333333329,4.2666666666666666,4.4000000000000004,4.5333333333333332,4.666666666666667,4.8,4.9333333333333336,5.0666666666666664,5.2,5.333333333333333,5.4666666666666668,5.6,5.7333333333333334,5.8666666666666663,6,6.1333333333333329,6.2666666666666666,6.4,6.5333333333333332,6.666666666666667,6.8,6.9333333333333336,7.0666666666666664,7.2,7.333333333333333,7.4666666666666668,7.6,7.7333333333333334,7.8666666666666663,8,8.1333333333333329,8.2666666666666657,8.4,8.5333333333333332,8.6666666666666661,8.8000000000000007,8.9333333333333336,9.0666666666666664,9.1999999999999993,9.3333333333333339,9.4666666666666668,9.6,9.7333333333333325,9.8666666666666671,10,10.133333333333333,10.266666666666666,10.4,10.533333333333333,10.666666666666666,10.8,10.933333333333334,11.066666666666666,11.2,11.333333333333334,11.466666666666667,11.6,11.733333333333333,11.866666666666667,12,12.133333333333333,12.266666666666666,12.4,12.533333333333333,12.666666666666666,12.8,12.933333333333334,13.066666666666666,13.2,13.333333333333334,13.466666666666667,13.6,13.733333333333333,13.866666666666667,14,14.133333333333333,14.266666666666666,14.4,14.533333333333333,14.666666666666666,14.799999999999999,14.933333333333334,15.066666666666666,15.2,15.333333333333334,15.466666666666667,15.6,15.733333333333333,15.866666666666667,16,16.133333333333333,16.266666666666666,16.399999999999999,16.533333333333331,16.666666666666668,16.8,16.933333333333334,17.066666666666666,17.2,17.333333333333332,17.466666666666665,17.600000000000001,17.733333333333334,17.866666666666667,18,18.133333333333333,18.266666666666666,18.399999999999999,18.533333333333331,18.666666666666668,18.8,18.933333333333334,19.066666666666666,19.2,19.333333333333332,19.466666666666665,19.600000000000001,19.733333333333334,19.866666666666667,20,20.133333333333333,20.266666666666666,20.399999999999999,20.533333333333331,20.666666666666668,20.8,20.933333333333334,21.066666666666666,21.2,21.333333333333332,21.466666666666665,21.6,21.733333333333334,21.866666666666667]
[null,35,5.6150000000000002,31.52,24.76,329,null,0.32900000000000001,null,null,null,"HW-12AWG",12,null,"CFX2-RGB",3.9,24,{"$f":"P44/Q44","v":0.16250000000000001},20,{"$f":"R44*S44","v":3.25},"Constant Voltage",23.4,0.16250000000000001,0.32500000000000001,0.48750000000000004,0.65,0.8125,0.97500000000000009,1.1375,1.3,1.4625000000000001,1.625,1.7875000000000001,1.9500000000000002,2.1125000000000003,2.2749999999999999,2.4375,2.6,2.7625000000000002,2.9250000000000003,3.0874999999999999,3.25,3.4125000000000001,3.5750000000000002,3.7375000000000003,3.9000000000000004,4.0625,4.2250000000000005,4.3875000000000002,4.55,4.7125000000000004,4.875,5.0375000000000005,5.2,5.3624999999999998,5.5250000000000004,5.6875,5.8500000000000005,6.0125000000000002,6.1749999999999998,6.3375000000000004,6.5,6.6625000000000005,6.8250000000000002,6.9874999999999998,7.15,7.3125,7.4750000000000005,7.6375000000000002,7.8000000000000007,7.9625000000000004,8.125,8.2874999999999996,8.4500000000000011,8.6125000000000007,8.7750000000000004,8.9375,9.1,9.2625000000000011,9.4250000000000007,9.5875000000000004,9.75,9.9124999999999996,10.075000000000001,10.237500000000001,10.4,10.5625,10.725,10.887500000000001,11.05,11.2125,11.375,11.5375,11.700000000000001,11.862500000000001,12.025,12.1875,12.35,12.512500000000001,12.675000000000001,12.8375,13,13.1625,13.325000000000001,13.487500000000001,13.65,13.8125,13.975,14.137500000000001,14.3,14.4625,14.625,14.7875,14.950000000000001,15.112500000000001,15.275,15.4375,15.600000000000001,15.762500000000001,15.925000000000001,16.087500000000002,16.25,16.412500000000001,16.574999999999999,16.737500000000001,16.900000000000002,17.0625,17.225000000000001,17.387499999999999,17.55,17.712500000000002,17.875,18.037500000000001,18.2,18.362500000000001,18.525000000000002,18.6875,18.850000000000001,19.012499999999999,19.175000000000001,19.337500000000002,19.5,19.662500000000001,19.824999999999999,19.987500000000001,20.150000000000002,20.3125,20.475000000000001,20.637499999999999,20.8,20.962500000000002,21.125,21.287500000000001,21.45,21.612500000000001,21.775000000000002,21.9375,22.1,22.262499999999999,22.425000000000001,22.587500000000002,22.75,22.912500000000001,23.074999999999999,23.237500000000001,23.400000000000002,23.5625,23.725000000000001,23.887499999999999,24.05,24.212500000000002,24.375,24.537500000000001,24.7,24.862500000000001,25.025000000000002,25.1875,25.35,25.512499999999999,25.675000000000001,25.837500000000002,26,26.162500000000001,26.324999999999999,26.487500000000001,26.650000000000002]
[null,36,5,25,19.64,414.8,null,0.4148,null,null,null,"HW-10AWG",10,null,null,5.5,120,{"$f":"P45/Q45","v":4.583333333333333E-2},100,{"$f":"R45*S45","v":4.583333333333333},"Constant Current",112,4.583333333333333E-2,9.166666666666666E-2,0.13749999999999998,0.18333333333333332,0.22916666666666666,0.27499999999999997,0.3208333333333333,0.36666666666666664,0.41249999999999998,0.45833333333333331,0.50416666666666665,0.54999999999999993,0.59583333333333333,0.64166666666666661,0.6875,0.73333333333333328,0.77916666666666656,0.82499999999999996,0.87083333333333324,0.91666666666666663,0.96249999999999991,1.0083333333333333,1.0541666666666667,1.0999999999999999,1.1458333333333333,1.1916666666666667,1.2374999999999998,1.2833333333333332,1.3291666666666666,1.375,1.4208333333333332,1.4666666666666666,1.5125,1.5583333333333331,1.6041666666666665,1.65,1.6958333333333333,1.7416666666666665,1.7874999999999999,1.8333333333333333,1.8791666666666664,1.9249999999999998,1.9708333333333332,2.0166666666666666,2.0625,2.1083333333333334,2.1541666666666663,2.1999999999999997,2.2458333333333331,2.2916666666666665,2.3374999999999999,2.3833333333333333,2.4291666666666667,2.4749999999999996,2.520833333333333,2.5666666666666664,2.6124999999999998,2.6583333333333332,2.7041666666666666,2.75,2.7958333333333329,2.8416666666666663,2.8874999999999997,2.9333333333333331,2.9791666666666665,3.0249999999999999,3.0708333333333333,3.1166666666666663,3.1624999999999996,3.208333333333333,3.2541666666666664,3.3,3.3458333333333332,3.3916666666666666,3.4374999999999996,3.4833333333333329,3.5291666666666663,3.5749999999999997,3.6208333333333331,3.6666666666666665,3.7124999999999999,3.7583333333333329,3.8041666666666663,3.8499999999999996,3.895833333333333,3.9416666666666664,3.9874999999999998,4.0333333333333332,4.0791666666666666,4.125,4.1708333333333334,4.2166666666666668,4.2624999999999993,4.3083333333333327,4.3541666666666661,4.3999999999999995,4.4458333333333329,4.4916666666666663,4.5374999999999996,4.583333333333333,4.6291666666666664,4.6749999999999998,4.7208333333333332,4.7666666666666666,4.8125,4.8583333333333334,4.9041666666666659,4.9499999999999993,4.9958333333333327,5.0416666666666661,5.0874999999999995,5.1333333333333329,5.1791666666666663,5.2249999999999996,5.270833333333333,5.3166666666666664,5.3624999999999998,5.4083333333333332,5.4541666666666666,5.5,5.5458333333333325,5.5916666666666659,5.6374999999999993,5.6833333333333327,5.7291666666666661,5.7749999999999995,5.8208333333333329,5.8666666666666663,5.9124999999999996,5.958333333333333,6.0041666666666664,6.05,6.0958333333333332,6.1416666666666666,6.1875,6.2333333333333325,6.2791666666666659,6.3249999999999993,6.3708333333333327,6.4166666666666661,6.4624999999999995,6.5083333333333329,6.5541666666666663,6.6,6.645833333333333,6.6916666666666664,6.7374999999999998,6.7833333333333332,6.8291666666666666,6.8749999999999991,6.9208333333333325,6.9666666666666659,7.0124999999999993,7.0583333333333327,7.1041666666666661,7.1499999999999995,7.1958333333333329,7.2416666666666663,7.2874999999999996,7.333333333333333,7.3791666666666664,7.4249999999999998,7.4708333333333332,7.5166666666666657]
[null,37,4.4530000000000003,19.829999999999998,15.57,523.1,null,0.52310000000000001,null,null,null,null,null,null,null,4,120,{"$f":"P46/Q46","v":3.3333333333333333E-2},100,{"$f":"R46*S46","v":3.3333333333333335},"Constant Current",110,3.3333333333333333E-2,6.6666666666666666E-2,0.1,0.13333333333333333,0.16666666666666666,0.2,0.23333333333333334,0.26666666666666666,0.3,0.33333333333333331,0.36666666666666664,0.4,0.43333333333333335,0.46666666666666667,0.5,0.53333333333333333,0.56666666666666665,0.6,0.6333333333333333,0.66666666666666663,0.7,0.73333333333333328,0.76666666666666661,0.8,0.83333333333333337,0.8666666666666667,0.9,0.93333333333333335,0.96666666666666667,1,1.0333333333333332,1.0666666666666667,1.1000000000000001,1.1333333333333333,1.1666666666666667,1.2,1.2333333333333334,1.2666666666666666,1.3,1.3333333333333333,1.3666666666666667,1.4,1.4333333333333333,1.4666666666666666,1.5,1.5333333333333332,1.5666666666666667,1.6,1.6333333333333333,1.6666666666666667,1.7,1.7333333333333334,1.7666666666666666,1.8,1.8333333333333333,1.8666666666666667,1.9,1.9333333333333333,1.9666666666666666,2,2.0333333333333332,2.0666666666666664,2.1,2.1333333333333333,2.1666666666666665,2.2000000000000002,2.2333333333333334,2.2666666666666666,2.2999999999999998,2.3333333333333335,2.3666666666666667,2.4,2.4333333333333331,2.4666666666666668,2.5,2.5333333333333332,2.5666666666666664,2.6,2.6333333333333333,2.6666666666666665,2.7,2.7333333333333334,2.7666666666666666,2.8,2.8333333333333335,2.8666666666666667,2.9,2.9333333333333331,2.9666666666666668,3,3.0333333333333332,3.0666666666666664,3.1,3.1333333333333333,3.1666666666666665,3.2,3.2333333333333334,3.2666666666666666,3.3,3.3333333333333335,3.3666666666666667,3.4,3.4333333333333331,3.4666666666666668,3.5,3.5333333333333332,3.5666666666666664,3.6,3.6333333333333333,3.6666666666666665,3.6999999999999997,3.7333333333333334,3.7666666666666666,3.8,3.8333333333333335,3.8666666666666667,3.9,3.9333333333333331,3.9666666666666668,4,4.0333333333333332,4.0666666666666664,4.0999999999999996,4.1333333333333329,4.166666666666667,4.2,4.2333333333333334,4.2666666666666666,4.3,4.333333333333333,4.3666666666666663,4.4000000000000004,4.4333333333333336,4.4666666666666668,4.5,4.5333333333333332,4.5666666666666664,4.5999999999999996,4.6333333333333329,4.666666666666667,4.7,4.7333333333333334,4.7666666666666666,4.8,4.833333333333333,4.8666666666666663,4.9000000000000004,4.9333333333333336,4.9666666666666668,5,5.0333333333333332,5.0666666666666664,5.0999999999999996,5.1333333333333329,5.166666666666667,5.2,5.2333333333333334,5.2666666666666666,5.3,5.333333333333333,5.3666666666666663,5.4,5.4333333333333336,5.4666666666666668]
[null,38,3.9649999999999999,15.72,12.35,659.6,null,0.65960000000000008,null,null,null,null,null,null,null,4,120,3.3333333333333333E-2,164,{"$f":"R47*S47","v":5.4666666666666668},"Constant Current",110,3.3333333333333333E-2,6.6666666666666666E-2,0.1,0.13333333333333333,0.16666666666666666,0.2,0.23333333333333334,0.26666666666666666,0.3,0.33333333333333331,0.36666666666666664,0.4,0.43333333333333335,0.46666666666666667,0.5,0.53333333333333333,0.56666666666666665,0.6,0.6333333333333333,0.66666666666666663,0.7,0.73333333333333328,0.76666666666666661,0.8,0.83333333333333337,0.8666666666666667,0.9,0.93333333333333335,0.96666666666666667,1,1.0333333333333332,1.0666666666666667,1.1000000000000001,1.1333333333333333,1.1666666666666667,1.2,1.2333333333333334,1.2666666666666666,1.3,1.3333333333333333,1.3666666666666667,1.4,1.4333333333333333,1.4666666666666666,1.5,1.5333333333333332,1.5666666666666667,1.6,1.6333333333333333,1.6666666666666667,1.7,1.7333333333333334,1.7666666666666666,1.8,1.8333333333333333,1.8666666666666667,1.9,1.9333333333333333,1.9666666666666666,2,2.0333333333333332,2.0666666666666664,2.1,2.1333333333333333,2.1666666666666665,2.2000000000000002,2.2333333333333334,2.2666666666666666,2.2999999999999998,2.3333333333333335,2.3666666666666667,2.4,2.4333333333333331,2.4666666666666668,2.5,2.5333333333333332,2.5666666666666664,2.6,2.6333333333333333,2.6666666666666665,2.7,2.7333333333333334,2.7666666666666666,2.8,2.8333333333333335,2.8666666666666667,2.9,2.9333333333333331,2.9666666666666668,3,3.0333333333333332,3.0666666666666664,3.1,3.1333333333333333,3.1666666666666665,3.2,3.2333333333333334,3.2666666666666666,3.3,3.3333333333333335,3.3666666666666667,3.4,3.4333333333333331,3.4666666666666668,3.5,3.5333333333333332,3.5666666666666664,3.6,3.6333333333333333,3.6666666666666665,3.6999999999999997,3.7333333333333334,3.7666666666666666,3.8,3.8333333333333335,3.8666666666666667,3.9,3.9333333333333331,3.9666666666666668,4,4.0333333333333332,4.0666666666666664,4.0999999999999996,4.1333333333333329,4.166666666666667,4.2,4.2333333333333334,4.2666666666666666,4.3,4.333333333333333,4.3666666666666663,4.4000000000000004,4.4333333333333336,4.4666666666666668,4.5,4.5333333333333332,4.5666666666666664,4.5999999999999996,4.6333333333333329,4.666666666666667,4.7,4.7333333333333334,4.7666666666666666,4.8,4.833333333333333,4.8666666666666663,4.9000000000000004,4.9333333333333336,4.9666666666666668,5,5.0333333333333332,5.0666666666666664,5.0999999999999996,5.1333333333333329,5.166666666666667,5.2,5.2333333333333334,5.2666666666666666,5.3,5.333333333333333,5.3666666666666663,5.4,5.4333333333333336,5.4666666666666668]
[null,39,3.5310000000000001,12.47,9.7929999999999993,831.8,null,0.83179999999999998,null,null,null,null,null,null,null,4,120,3.3333333333333333E-2,164,5.4666666666666668,"Constant Current",110,3.3333333333333333E-2,6.6666666666666666E-2,0.1,0.13333333333333333,0.16666666666666666,0.2,0.23333333333333334,0.26666666666666666,0.3,0.33333333333333331,0.36666666666666664,0.4,0.43333333333333335,0.46666666666666667,0.5,0.53333333333333333,0.56666666666666665,0.6,0.6333333333333333,0.66666666666666663,0.7,0.73333333333333328,0.76666666666666661,0.8,0.83333333333333337,0.8666666666666667,0.9,0.93333333333333335,0.96666666666666667,1,1.0333333333333332,1.0666666666666667,1.1000000000000001,1.1333333333333333,1.1666666666666667,1.2,1.2333333333333334,1.2666666666666666,1.3,1.3333333333333333,1.3666666666666667,1.4,1.4333333333333333,1.4666666666666666,1.5,1.5333333333333332,1.5666666666666667,1.6,1.6333333333333333,1.6666666666666667,1.7,1.7333333333333334,1.7666666666666666,1.8,1.8333333333333333,1.8666666666666667,1.9,1.9333333333333333,1.9666666666666666,2,2.0333333333333332,2.0666666666666664,2.1,2.1333333333333333,2.1666666666666665,2.2000000000000002,2.2333333333333334,2.2666666666666666,2.2999999999999998,2.3333333333333335,2.3666666666666667,2.4,2.4333333333333331,2.4666666666666668,2.5,2.5333333333333332,2.5666666666666664,2.6,2.6333333333333333,2.6666666666666665,2.7,2.7333333333333334,2.7666666666666666,2.8,2.8333333333333335,2.8666666666666667,2.9,2.9333333333333331,2.9666666666666668,3,3.0333333333333332,3.0666666666666664,3.1,3.1333333333333333,3.1666666666666665,3.2,3.2333333333333334,3.2666666666666666,3.3,3.3333333333333335,3.3666666666666667,3.4,3.4333333333333331,3.4666666666666668,3.5,3.5333333333333332,3.5666666666666664,3.6,3.6333333333333333,3.6666666666666665,3.6999999999999997,3.7333333333333334,3.7666666666666666,3.8,3.8333333333333335,3.8666666666666667,3.9,3.9333333333333331,3.9666666666666668,4,4.0333333333333332,4.0666666666666664,4.0999999999999996,4.1333333333333329,4.166666666666667,4.2,4.2333333333333334,4.2666666666666666,4.3,4.333333333333333,4.3666666666666663,4.4000000000000004,4.4333333333333336,4.4666666666666668,4.5,4.5333333333333332,4.5666666666666664,4.5999999999999996,4.6333333333333329,4.666666666666667,4.7,4.7333333333333334,4.7666666666666666,4.8,4.833333333333333,4.8666666666666663,4.9000000000000004,4.9333333333333336,4.9666666666666668,5,5.0333333333333332,5.0666666666666664,5.0999999999999996,5.1333333333333329,5.166666666666667,5.2,5.2333333333333334,5.2666666666666666,5.3,5.333333333333333,5.3666666666666663,5.4,5.4333333333333336,5.4666666666666668]
[null,40,3.145,9.8879999999999999,7.766,1049,null,1.0489999999999999,null,null,{"$f":"IF(N49>'VOLT LOSS CAL'!$C$15,1,0)","v":{"$error":"#VALUE!"}},10,{"$f":"IFERROR(('VOLT LOSS CAL'!$C$14*Q69),\"\")","v":""},{"$f":"'VOLT LOSS CAL'!$C$14-DATA!M49","v":{"$error":"#VALUE!"}},null,2.5,120,2.0833333333333332E-2,164,3.4166666666666665,"Constant Current",108,2.0833333333333332E-2,4.1666666666666664E-2,6.25E-2,8.3333333333333329E-2,0.10416666666666666,0.125,0.14583333333333331,0.16666666666666666,0.1875,0.20833333333333331,0.22916666666666666,0.25,0.27083333333333331,0.29166666666666663,0.3125,0.33333333333333331,0.35416666666666663,0.375,0.39583333333333331,0.41666666666666663,0.4375,0.45833333333333331,0.47916666666666663,0.5,0.52083333333333326,0.54166666666666663,0.5625,0.58333333333333326,0.60416666666666663,0.625,0.64583333333333326,0.66666666666666663,0.6875,0.70833333333333326,0.72916666666666663,0.75,0.77083333333333326,0.79166666666666663,0.8125,0.83333333333333326,0.85416666666666663,0.875,0.89583333333333326,0.91666666666666663,0.9375,0.95833333333333326,0.97916666666666663,1,1.0208333333333333,1.0416666666666665,1.0625,1.0833333333333333,1.1041666666666665,1.125,1.1458333333333333,1.1666666666666665,1.1875,1.2083333333333333,1.2291666666666665,1.25,1.2708333333333333,1.2916666666666665,1.3125,1.3333333333333333,1.3541666666666665,1.375,1.3958333333333333,1.4166666666666665,1.4375,1.4583333333333333,1.4791666666666665,1.5,1.5208333333333333,1.5416666666666665,1.5625,1.5833333333333333,1.6041666666666665,1.625,1.6458333333333333,1.6666666666666665,1.6875,1.7083333333333333,1.7291666666666665,1.75,1.7708333333333333,1.7916666666666665,1.8125,1.8333333333333333,1.8541666666666665,1.875,1.8958333333333333,1.9166666666666665,1.9375,1.9583333333333333,1.9791666666666665,2,2.020833333333333,2.0416666666666665,2.0625,2.083333333333333,2.1041666666666665,2.125,2.145833333333333,2.1666666666666665,2.1875,2.208333333333333,2.2291666666666665,2.25,2.270833333333333,2.2916666666666665,2.3125,2.333333333333333,2.3541666666666665,2.375,2.395833333333333,2.4166666666666665,2.4375,2.458333333333333,2.4791666666666665,2.5,2.520833333333333,2.5416666666666665,2.5625,2.583333333333333,2.6041666666666665,2.625,2.645833333333333,2.6666666666666665,2.6875,2.708333333333333,2.7291666666666665,2.75,2.770833333333333,2.7916666666666665,2.8125,2.833333333333333,2.8541666666666665,2.875,2.895833333333333,2.9166666666666665,2.9375,2.958333333333333,2.9791666666666665,3,3.020833333333333,3.0416666666666665,3.0625,3.083333333333333,3.1041666666666665,3.125,3.145833333333333,3.1666666666666665,3.1875,3.208333333333333,3.2291666666666665,3.25,3.270833333333333,3.2916666666666665,3.3125,3.333333333333333,3.3541666666666665,3.375,3.395833333333333,3.4166666666666665]
[null,null,null,null,null,null,null,null,null,null,{"$f":"IF(N50>'VOLT LOSS CAL'!$C$15,1,0)","v":{"$error":"#VALUE!"}},12,{"$f":"IFERROR(('VOLT LOSS CAL'!$C$14*R69),\"\")","v":""},{"$f":"'VOLT LOSS CAL'!$C$14-DATA!M50","v":{"$error":"#VALUE!"}},null,3,120,2.5000000000000001E-2,164,4.1000000000000005,"Constant Voltasge",110,2.5000000000000001E-2,0.05,7.5000000000000011E-2,0.1,0.125,0.15000000000000002,0.17500000000000002,0.2,0.22500000000000001,0.25,0.27500000000000002,0.30000000000000004,0.32500000000000001,0.35000000000000003,0.375,0.4,0.42500000000000004,0.45,0.47500000000000003,0.5,0.52500000000000002,0.55000000000000004,0.57500000000000007,0.60000000000000009,0.625,0.65,0.67500000000000004,0.70000000000000007,0.72500000000000009,0.75,0.77500000000000002,0.8,0.82500000000000007,0.85000000000000009,0.875,0.9,0.92500000000000004,0.95000000000000007,0.97500000000000009,1,1.0250000000000001,1.05,1.075,1.1000000000000001,1.125,1.1500000000000001,1.175,1.2000000000000002,1.2250000000000001,1.25,1.2750000000000001,1.3,1.3250000000000002,1.35,1.375,1.4000000000000001,1.425,1.4500000000000002,1.4750000000000001,1.5,1.5250000000000001,1.55,1.5750000000000002,1.6,1.625,1.6500000000000001,1.675,1.7000000000000002,1.7250000000000001,1.75,1.7750000000000001,1.8,1.8250000000000002,1.85,1.875,1.9000000000000001,1.925,1.9500000000000002,1.9750000000000001,2,2.0249999999999999,2.0500000000000003,2.0750000000000002,2.1,2.125,2.15,2.1750000000000003,2.2000000000000002,2.2250000000000001,2.25,2.2749999999999999,2.3000000000000003,2.3250000000000002,2.35,2.375,2.4000000000000004,2.4250000000000003,2.4500000000000002,2.4750000000000001,2.5,2.5250000000000004,2.5500000000000003,2.5750000000000002,2.6,2.625,2.6500000000000004,2.6750000000000003,2.7,2.7250000000000001,2.75,2.7750000000000004,2.8000000000000003,2.8250000000000002,2.85,2.875,2.9000000000000004,2.9250000000000003,2.95,2.9750000000000001,3,3.0250000000000004,3.0500000000000003,3.0750000000000002,3.1,3.125,3.1500000000000004,3.1750000000000003,3.2,3.2250000000000001,3.25,3.2750000000000004,3.3000000000000003,3.3250000000000002,3.35,3.375,3.4000000000000004,3.4250000000000003,3.45,3.4750000000000001,3.5,3.5250000000000004,3.5500000000000003,3.5750000000000002,3.6,3.625,3.6500000000000004,3.6750000000000003,3.7,3.7250000000000001,3.75,3.7750000000000004,3.8000000000000003,3.8250000000000002,3.85,3.875,3.9000000000000004,3.9250000000000003,3.95,3.9750000000000001,4,4.0250000000000004,4.05,4.0750000000000002,4.1000000000000005]
[null,null,null,null,null,null,null,null,null,null,{"$f":"IF(N51>'VOLT LOSS CAL'!$C$15,1,0)","v":{"$error":"#VALUE!"}},14,{"$f":"IFERROR(('VOLT LOSS CAL'!$C$14*S69),\"\")","v":""},{"$f":"'VOLT LOSS CAL'!$C$14-DATA!M51","v":{"$error":"#VALUE!"}}]
[null,null,null,null,null,null,null,null,null,null,{"$f":"IF(N52>'VOLT LOSS CAL'!$C$15,1,0)","v":{"$error":"#VALUE!"}},16,{"$f":"IFERROR(('VOLT LOSS CAL'!$C$14*T69),\"\")","v":""},{"$f":"'VOLT LOSS CAL'!$C$14-DATA!M52","v":{"$error":"#VALUE!"}},null,null,"Ohms/Ft",{"$f":"IFERROR(VLOOKUP('VOLT LOSS CAL'!C22,DATA!B6:$H$49,7,FALSE),\"\")","v":4.901E-5}]
[null,null,null,null,null,null,null,null,null,null,{"$f":"IF(N53>'VOLT LOSS CAL'!$C$15,1,0)","v":{"$error":"#VALUE!"}},18,{"$f":"IFERROR(('VOLT LOSS CAL'!$C$14*U69),\"\")","v":""},{"$f":"'VOLT LOSS CAL'!$C$14-DATA!M53","v":{"$error":"#VALUE!"}},null,null,"Ohms",{"$f":"IFERROR((('VOLT LOSS CAL'!C23*R52)*2),\"\")","v":0}]
[null,null,null,null,null,null,null,null,null,null,{"$f":"IF(N54>'VOLT LOSS CAL'!$C$15,1,0)","v":{"$error":"#VALUE!"}},20,{"$f":"IFERROR(('VOLT LOSS CAL'!$C$14*V69),\"\")","v":""},{"$f":"'VOLT LOSS CAL'!$C$14-DATA!M54","v":{"$error":"#VALUE!"}},null,null,"Volt Drop",{"$f":"IFERROR((('VOLT LOSS CAL'!C20*DATA!R53)/'VOLT LOSS CAL'!C14),\"\")","v":""}]
[null,null,null,null,null,null,null,null,null,null,{"$f":"IF(N55>'VOLT LOSS CAL'!$C$15,1,0)","v":{"$error":"#VALUE!"}},22,{"$f":"IFERROR(('VOLT LOSS CAL'!$C$14*W69),\"\")","v":""},{"$f":"'VOLT LOSS CAL'!$C$14-DATA!M55","v":{"$error":"#VALUE!"}},null,null,"Volt Drop (V)",{"$f":"IFERROR(('VOLT LOSS CAL'!C14*DATA!R54),\"\")","v":""}]
[null,null,null,null,null,null,null,null,null,null,null,null,null,null,null,null,"Volt Out (V)",{"$f":"IFERROR(('VOLT LOSS CAL'!C14-DATA!R55),\"\")","v":""}]
[]
[null,null,null,null,null,null,null,null,null,null,null,{"$f":"IF(N49>'VOLT LOSS CAL'!C15,\"10AWG \",\"\")&IF(DATA!N50>'VOLT LOSS CAL'!C15,\"12AWG \",\"\")&IF(DATA!N51>'VOLT LOSS CAL'!C15,\"14AWG \",\"\")&IF(DATA!N52>'VOLT LOSS CAL'!C15,\"16AWG \",\"\")&IF(DATA!N53>'VOLT LOSS CAL'!C15,\"18AWG \",\"\")&IF(DATA!N54>'VOLT LOSS CAL'!C15,\"20AWG \",\"\")","v":{"$error":"#VALUE!"}},null,null,null,null,"Constant Current",null,{"$f":"24-U58","v":23.04},null,{"$f":"24*4%","v":0.96}]
[null,null,null,null,null,null,null,null,null,null,null,"Supplied by other",null,null,null,null,"Constant Voltage",null,{"$f":"24-U59","v":23.4},null,{"$f":"24*2.5%","v":0.60000000000000009}]
[null,null,null,null,null,null,null,null,null,null,null,null,null,null,null,null,"Constant Current",null,{"$f":"163-U60","v":158.11000000000001},null,{"$f":"163*3%","v":4.8899999999999997}]
[null,null,null,null,null,null,null,null,null,null,null,{"$f":"CONCATENATE(L58,L59)","v":{"$error":"#VALUE!"}},null,null,null,null,"Constant Voltage",null,{"$f":"163-U61","v":158.11000000000001},null,{"$f":"163*3%","v":4.8899999999999997}]
[]
[]
[]
[]
[null,null,null,null,null,null,null,null,null,null,null,null,null,null,null,null,10,12,14,16,18,20,22]
[null,null,null,null,null,null,null,null,null,null,null,null,null,null,null,null,{"$f":"H19","v":9.9890000000000005E-4},{"$f":"H21","v":1.588E-3},{"$f":"H23","v":2.5249999999999999E-3},{"$f":"H25","v":4.0159999999999996E-3},{"$f":"H27","v":6.3850000000000001E-3},{"$f":"H29","v":1.0150000000000001E-2},{"$f":"H31","v":1.6140000000000002E-2}]
[null,null,null,null,null,null,null,null,null,null,null,null,null,null,null,null,{"$f":"IFERROR((('VOLT LOSS CAL'!$C$23*Q67)*2),\"\")","v":0},{"$f":"IFERROR((('VOLT LOSS CAL'!$C$23*R67)*2),\"\")","v":0},{"$f":"IFERROR((('VOLT LOSS CAL'!$C$23*S67)*2),\"\")","v":0},{"$f":"IFERROR((('VOLT LOSS CAL'!$C$23*T67)*2),\"\")","v":0},{"$f":"IFERROR((('VOLT LOSS CAL'!$C$23*U67)*2),\"\")","v":0},{"$f":"IFERROR((('VOLT LOSS CAL'!$C$23*V67)*2),\"\")","v":0},{"$f":"IFERROR((('VOLT LOSS CAL'!$C$23*W67)*2),\"\")","v":0}]
[null,null,null,null,null,null,null,null,null,null,null,null,null,null,null,null,{"$f":"IFERROR((('VOLT LOSS CAL'!$C$20*Q68)/'VOLT LOSS CAL'!$C$14),\"\")","v":""},{"$f":"IFERROR((('VOLT LOSS CAL'!$C$20*R68)/'VOLT LOSS CAL'!$C$14),\"\")","v":""},{"$f":"IFERROR((('VOLT LOSS CAL'!$C$20*S68)/'VOLT LOSS CAL'!$C$14),\"\")","v":""},{"$f":"IFERROR((('VOLT LOSS CAL'!$C$20*T68)/'VOLT LOSS CAL'!$C$14),\"\")","v":""},{"$f":"IFERROR((('VOLT LOSS CAL'!$C$20*U68)/'VOLT LOSS CAL'!$C$14),\"\")","v":""},{"$f":"IFERROR((('VOLT LOSS CAL'!$C$20*V68)/'VOLT LOSS CAL'!$C$14),\"\")","v":""},{"$f":"IFERROR((('VOLT LOSS CAL'!$C$20*W68)/'VOLT LOSS CAL'!$C$14),\"\")","v":""}]
[]
[]
[]
[]
[]
[]
[]
[]
[]
[]
[null,null,null,null,null,null,null,null,null,null,null,null,22,1]
[null,null,null,null,null,null,null,null,null,null,null,null,20,2]
[null,null,null,null,null,null,null,null,null,null,null,null,18,3]
[null,null,null,null,null,null,null,null,null,null,null,null,16,4]
[null,null,null,null,null,null,null,null,null,null,null,null,14,5]
[null,null,null,null,null,null,null,null,null,null,null,null,12,6]
[null,null,null,null,null,null,null,null,null,null,null,null,10,7]
[null,null,null,null,null,null,null,null,null,null,null,null,null,8]
[null,null,null,null,null,null,null,null,null,null,null,null,null,9]
[null,null,null,null,null,null,null,null,null,null,null,null,null,10]
[null,null,null,null,null,null,null,null,null,null,null,null,null,11]
[null,null,null,null,null,null,null,null,null,null,null,null,null,12]
[null,null,null,null,null,null,null,null,null,null,null,null,null,13]
[null,null,null,null,null,null,null,null,null,null,null,null,null,14]
[null,null,null,null,null,null,null,null,null,null,null,null,null,15]
[null,null,null,null,null,null,null,null,null,null,null,null,null,16]
[null,null,null,null,null,null,null,null,null,null,null,null,null,17]
[null,null,null,null,null,null,null,null,null,null,null,null,null,18]
[null,null,null,null,null,null,null,null,null,null,null,null,null,19]
[null,null,null,null,null,null,null,null,null,null,null,null,null,20]
[null,null,null,null,null,null,null,null,null,null,null,null,null,21]
[null,null,null,null,null,null,null,null,null,null,null,null,null,22]
[null,null,null,null,null,null,null,null,null,null,null,null,null,23]
[null,null,null,null,null,null,null,null,null,null,null,null,null,24]
[null,null,null,null,null,null,null,null,null,null,null,null,null,25]
[null,null,null,null,null,null,null,null,null,null,null,null,null,26]
[null,null,null,null,null,null,null,null,null,null,null,null,null,27]
[null,null,null,null,null,null,null,null,null,null,null,null,null,28]
[null,null,null,null,null,null,null,null,null,null,null,null,null,29]
[null,null,null,null,null,null,null,null,null,null,null,null,null,30]
[null,null,null,null,null,null,null,null,null,null,null,null,null,31]
[null,null,null,null,null,null,null,null,null,null,null,null,null,32]
[null,null,null,null,null,null,null,null,null,null,null,null,null,33]
[null,null,null,null,null,null,null,null,null,null,null,null,null,34]
[null,null,null,null,null,null,null,null,null,null,null,null,null,35]
[null,null,null,null,null,null,null,null,null,null,null,null,null,36]
[null,null,null,null,null,null,null,null,null,null,null,null,null,37]
[null,null,null,null,null,null,null,null,null,null,null,null,null,38]
[null,null,null,null,null,null,null,null,null,null,null,null,null,39]
[null,null,null,null,null,null,null,null,null,null,null,null,null,40]
[null,null,null,null,null,null,null,null,null,null,null,null,null,41]
[null,null,null,null,null,null,null,null,null,null,null,null,null,42]
[null,null,null,null,null,null,null,null,null,null,null,null,null,43]
[null,null,null,null,null,null,null,null,null,null,null,null,null,44]
[null,null,null,null,null,null,null,null,null,null,null,null,null,45]
[null,null,null,null,null,null,null,null,null,null,null,null,null,46]
[null,null,null,null,null,null,null,null,null,null,null,null,null,47]
[null,null,null,null,null,null,null,null,null,null,null,null,null,48]
[null,null,null,null,null,null,null,null,null,null,null,null,null,49]
[null,null,null,null,null,null,null,null,null,null,null,null,null,50]
[null,null,null,null,null,null,null,null,null,null,null,null,null,51]
[null,null,null,null,null,null,null,null,null,null,null,null,null,52]
[null,null,null,null,null,null,null,null,null,null,null,null,null,53]
[null,null,null,null,null,null,null,null,null,null,null,null,null,54]
[null,null,null,null,null,null,null,null,null,null,null,null,null,55]
[null,null,null,null,null,null,null,null,null,null,null,null,null,56]
[null,null,null,null,null,null,null,null,null,null,null,null,null,57]
[null,null,null,null,null,null,null,null,null,null,null,null,null,58]
[null,null,null,null,null,null,null,null,null,null,null,null,null,59]
[null,null,null,null,null,null,null,null,null,null,null,null,null,60]
[null,null,null,null,null,null,null,null,null,null,null,null,null,61]
[null,null,null,null,null,null,null,null,null,null,null,null,null,62]
[null,null,null,null,null,null,null,null,null,null,null,null,null,63]
[null,null,null,null,null,null,null,null,null,null,null,null,null,64]
[null,null,null,null,null,null,null,null,null,null,null,null,null,65]
[null,null,null,null,null,null,null,null,null,null,null,null,null,66]
[null,null,null,null,null,null,null,null,null,null,null,null,null,67]
[null,null,null,null,null,null,null,null,null,null,null,null,null,68]
[null,null,null,null,null,null,null,null,null,null,null,null,null,69]
[null,null,null,null,null,null,null,null,null,null,null,null,null,70]
[null,null,null,null,null,null,null,null,null,null,null,null,null,71]
[null,null,null,null,null,null,null,null,null,null,null,null,null,72]
[null,null,null,null,null,null,null,null,null,null,null,null,null,73]
[null,null,null,null,null,null,null,null,null,null,null,null,null,74]
[null,null,null,null,null,null,null,null,null,null,null,null,null,75]
[null,null,null,null,null,null,null,null,null,null,null,null,null,76]
[null,null,null,null,null,null,null,null,null,null,null,null,null,77]
[null,null,null,null,null,null,null,null,null,null,null,null,null,78]
[null,null,null,null,null,null,null,null,null,null,null,null,null,79]
[null,null,null,null,null,null,null,null,null,null,null,null,null,80]
[null,null,null,null,null,null,null,null,null,null,null,null,null,81]
[null,null,null,null,null,null,null,null,null,null,null,null,null,82]
[null,null,null,null,null,null,null,null,null,null,null,null,null,83]
[null,null,null,null,null,null,null,null,null,null,null,null,null,84]
[null,null,null,null,null,null,null,null,null,null,null,null,null,85]
[null,null,null,null,null,null,null,null,null,null,null,null,null,86]
[null,null,null,null,null,null,null,null,null,null,null,null,null,87]
[null,null,null,null,null,null,null,null,null,null,null,null,null,88]
[null,null,null,null,null,null,null,null,null,null,null,null,null,89]
[null,null,null,null,null,null,null,null,null,null,null,null,null,90]
[null,null,null,null,null,null,null,null,null,null,null,null,null,91]
[null,null,null,null,null,null,null,null,null,null,null,null,null,92]
[null,null,null,null,null,null,null,null,null,null,null,null,null,93]
[null,null,null,null,null,null,null,null,null,null,null,null,null,94]
[null,null,null,null,null,null,null,null,null,null,null,null,null,95]
[null,null,null,null,null,null,null,null,null,null,null,null,null,96]
[null,null,null,null,null,null,null,null,null,null,null,null,null,97]
[null,null,null,null,null,null,null,null,null,null,null,null,null,98]
[null,null,null,null,null,null,null,null,null,null,null,null,null,99]
[null,null,null,null,null,null,null,null,null,null,null,null,null,100]
[null,null,null,null,null,null,null,null,null,null,null,null,null,101]
[null,null,null,null,null,null,null,null,null,null,null,null,null,102]
[null,null,null,null,null,null,null,null,null,null,null,null,null,103]
[null,null,null,null,null,null,null,null,null,null,null,null,null,104]
[null,null,null,null,null,null,null,null,null,null,null,null,null,105]
[null,null,null,null,null,null,null,null,null,null,null,null,null,106]
[null,null,null,null,null,null,null,null,null,null,null,null,null,107]
[null,null,null,null,null,null,null,null,null,null,null,null,null,108]
[null,null,null,null,null,null,null,null,null,null,null,null,null,109]
[null,null,null,null,null,null,null,null,null,null,null,null,null,110]
[null,null,null,null,null,null,null,null,null,null,null,null,null,111]
[null,null,null,null,null,null,null,null,null,null,null,null,null,112]
[null,null,null,null,null,null,null,null,null,null,null,null,null,113]
[null,null,null,null,null,null,null,null,null,null,null,null,null,114]
[null,null,null,null,null,null,null,null,null,null,null,null,null,115]
[null,null,null,null,null,null,null,null,null,null,null,null,null,116]
[null,null,null,null,null,null,null,null,null,null,null,null,null,117]
[null,null,null,null,null,null,null,null,null,null,null,null,null,118]
[null,null,null,null,null,null,null,null,null,null,null,null,null,119]
[null,null,null,null,null,null,null,null,null,null,null,null,null,120]
[null,null,null,null,null,null,null,null,null,null,null,null,null,121]
[null,null,null,null,null,null,null,null,null,null,null,null,null,122]
[null,null,null,null,null,null,null,null,null,null,null,null,null,123]
[null,null,null,null,null,null,null,null,null,null,null,null,null,124]
[null,null,null,null,null,null,null,null,null,null,null,null,null,125]
[null,null,null,null,null,null,null,null,null,null,null,null,null,126]
[null,null,null,null,null,null,null,null,null,null,null,null,null,127]
[null,null,null,null,null,null,null,null,null,null,null,null,null,128]
[null,null,null,null,null,null,null,null,null,null,null,null,null,129]
[null,null,null,null,null,null,null,null,null,null,null,null,null,130]
[null,null,null,null,null,null,null,null,null,null,null,null,null,131]
[null,null,null,null,null,null,null,null,null,null,null,null,null,132]
[null,null,null,null,null,null,null,null,null,null,null,null,null,133]
[null,null,null,null,null,null,null,null,null,null,null,null,null,134]
[null,null,null,null,null,null,null,null,null,null,null,null,null,135]
[null,null,null,null,null,null,null,null,null,null,null,null,null,136]
[null,null,null,null,null,null,null,null,null,null,null,null,null,137]
[null,null,null,null,null,null,null,null,null,null,null,null,null,138]
[null,null,null,null,null,null,null,null,null,null,null,null,null,139]
[null,null,null,null,null,null,null,null,null,null,null,null,null,140]
[null,null,null,null,null,null,null,null,null,null,null,null,null,141]
[null,null,null,null,null,null,null,null,null,null,null,null,null,142]
[null,null,null,null,null,null,null,null,null,null,null,null,null,143]
[null,null,null,null,null,null,null,null,null,null,null,null,null,144]
[null,null,null,null,null,null,null,null,null,null,null,null,null,145]
[null,null,null,null,null,null,null,null,null,null,null,null,null,146]
[null,null,null,null,null,null,null,null,null,null,null,null,null,147]
[null,null,null,null,null,null,null,null,null,null,null,null,null,148]
[null,null,null,null,null,null,null,null,null,null,null,null,null,149]
[null,null,null,null,null,null,null,null,null,null,null,null,null,150]
[null,null,null,null,null,null,null,null,null,null,null,null,null,151]
[null,null,null,null,null,null,null,null,null,null,null,null,null,152]
[null,null,null,null,null,null,null,null,null,null,null,null,null,153]
[null,null,null,null,null,null,null,null,null,null,null,null,null,154]
[null,null,null,null,null,null,null,null,null,null,null,null,null,155]
[null,null,null,null,null,null,null,null,null,null,null,null,null,156]
[null,null,null,null,null,null,null,null,null,null,null,null,null,157]
[null,null,null,null,null,null,null,null,null,null,null,null,null,158]
[null,null,null,null,null,null,null,null,null,null,null,null,null,159]
[null,null,null,null,null,null,null,null,null,null,null,null,null,160]
[null,null,null,null,null,null,null,null,null,null,null,null,null,161]
[null,null,null,null,null,null,null,null,null,null,null,null,null,162]
[null,null,null,null,null,null,null,null,null,null,null,null,null,163]
[null,null,null,null,null,null,null,null,null,null,null,null,null,164]
[null,null,null,null,null,null,null,null,null,null,null,null,null,165]
[null,null,null,null,null,null,null,null,null,null,null,null,null,166]
[null,null,null,null,null,null,null,null,null,null,null,null,null,167]
[null,null,null,null,null,null,null,null,null,null,null,null,null,168]
[null,null,null,null,null,null,null,null,null,null,null,null,null,169]
[null,null,null,null,null,null,null,null,null,null,null,null,null,170]
[null,null,null,null,null,null,null,null,null,null,null,null,null,171]
[null,null,null,null,null,null,null,null,null,null,null,null,null,172]
[null,null,null,null,null,null,null,null,null,null,null,null,null,173]
[null,null,null,null,null,null,null,null,null,null,null,null,null,174]
[null,null,null,null,null,null,null,null,null,null,null,null,null,175]
[null,null,null,null,null,null,null,null,null,null,null,null,null,176]
[null,null,null,null,null,null,null,null,null,null,null,null,null,177]
[null,null,null,null,null,null,null,null,null,null,null,null,null,178]
[null,null,null,null,null,null,null,null,null,null,null,null,null,179]
[null,null,null,null,null,null,null,null,null,null,null,null,null,180]
[null,null,null,null,null,null,null,null,null,null,null,null,null,181]
[null,null,null,null,null,null,null,null,null,null,null,null,null,182]
[null,null,null,null,null,null,null,null,null,null,null,null,null,183]
[null,null,null,null,null,null,null,null,null,null,null,null,null,184]
[null,null,null,null,null,null,null,null,null,null,null,null,null,185]
[null,null,null,null,null,null,null,null,null,null,null,null,null,186]
[null,null,null,null,null,null,null,null,null,null,null,null,null,187]
[null,null,null,null,null,null,null,null,null,null,null,null,null,188]
[null,null,null,null,null,null,null,null,null,null,null,null,null,189]
[null,null,null,null,null,null,null,null,null,null,null,null,null,190]
[null,null,null,null,null,null,null,null,null,null,null,null,null,191]
[null,null,null,null,null,null,null,null,null,null,null,null,null,192]
[null,null,null,null,null,null,null,null,null,null,null,null,null,193]
[null,null,null,null,null,null,null,null,null,null,null,null,null,194]
[null,null,null,null,null,null,null,null,null,null,null,null,null,195]
[null,null,null,null,null,null,null,null,null,null,null,null,null,196]
[null,null,null,null,null,null,null,null,null,null,null,null,null,197]
[null,null,null,null,null,null,null,null,null,null,null,null,null,198]
[null,null,null,null,null,null,null,null,null,null,null,null,null,199]
[null,null,null,null,null,null,null,null,null,null,null,null,null,200]
[null,null,null,null,null,null,null,null,null,null,null,null,null,201]
[null,null,null,null,null,null,null,null,null,null,null,null,null,202]
[null,null,null,null,null,null,null,null,null,null,null,null,null,203]
[null,null,null,null,null,null,null,null,null,null,null,null,null,204]
[null,null,null,null,null,null,null,null,null,null,null,null,null,205]
[null,null,null,null,null,null,null,null,null,null,null,null,null,206]
[null,null,null,null,null,null,null,null,null,null,null,null,null,207]
[null,null,null,null,null,null,null,null,null,null,null,null,null,208]
[null,null,null,null,null,null,null,null,null,null,null,null,null,209]
[null,null,null,null,null,null,null,null,null,null,null,null,null,210]
[null,null,null,null,null,null,null,null,null,null,null,null,null,211]
[null,null,null,null,null,null,null,null,null,null,null,null,null,212]
[null,null,null,null,null,null,null,null,null,null,null,null,null,213]
[null,null,null,null,null,null,null,null,null,null,null,null,null,214]
[null,null,null,null,null,null,null,null,null,null,null,null,null,215]
[null,null,null,null,null,null,null,null,null,null,null,null,null,216]
[null,null,null,null,null,null,null,null,null,null,null,null,null,217]
[null,null,null,null,null,null,null,null,null,null,null,null,null,218]
[null,null,null,null,null,null,null,null,null,null,null,null,null,219]
[null,null,null,null,null,null,null,null,null,null,null,null,null,220]
[null,null,null,null,null,null,null,null,null,null,null,null,null,221]
[null,null,null,null,null,null,null,null,null,null,null,null,null,222]
[null,null,null,null,null,null,null,null,null,null,null,null,null,223]
[null,null,null,null,null,null,null,null,null,null,null,null,null,224]
[null,null,null,null,null,null,null,null,null,null,null,null,null,225]
[null,null,null,null,null,null,null,null,null,null,null,null,null,226]
[null,null,null,null,null,null,null,null,null,null,null,null,null,227]
[null,null,null,null,null,null,null,null,null,null,null,null,null,228]
[null,null,null,null,null,null,null,null,null,null,null,null,null,229]
[null,null,null,null,null,null,null,null,null,null,null,null,null,230]
[null,null,null,null,null,null,null,null,null,null,null,null,null,231]
[null,null,null,null,null,null,null,null,null,null,null,null,null,232]
[null,null,null,null,null,null,null,null,null,null,null,null,null,233]
[null,null,null,null,null,null,null,null,null,null,null,null,null,234]
[null,null,null,null,null,null,null,null,null,null,null,null,null,235]
[null,null,null,null,null,null,null,null,null,null,null,null,null,236]
[null,null,null,null,null,null,null,null,null,null,null,null,null,237]
[null,null,null,null,null,null,null,null,null,null,null,null,null,238]
[null,null,null,null,null,null,null,null,null,null,null,null,null,239]
[null,null,null,null,null,null,null,null,null,null,null,null,null,240]
[null,null,null,null,null,null,null,null,null,null,null,null,null,241]
[null,null,null,null,null,null,null,null,null,null,null,null,null,242]
[null,null,null,null,null,null,null,null,null,null,null,null,null,243]
[null,null,null,null,null,null,null,null,null,null,null,null,null,244]
[null,null,null,null,null,null,null,null,null,null,null,null,null,245]
[null,null,null,null,null,null,null,null,null,null,null,null,null,246]
[null,null,null,null,null,null,null,null,null,null,null,null,null,247]
[null,null,null,null,null,null,null,null,null,null,null,null,null,248]
[null,null,null,null,null,null,null,null,null,null,null,null,null,249]
[null,null,null,null,null,null,null,null,null,null,null,null,null,250]
[null,null,null,null,null,null,null,null,null,null,null,null,null,251]
[null,null,null,null,null,null,null,null,null,null,null,null,null,252]
[null,null,null,null,null,null,null,null,null,null,null,null,null,253]
[null,null,null,null,null,null,null,null,null,null,null,null,null,254]
[null,null,null,null,null,null,null,null,null,null,null,null,null,255]
[null,null,null,null,null,null,null,null,null,null,null,null,null,256]
[null,null,null,null,null,null,null,null,null,null,null,null,null,257]
[null,null,null,null,null,null,null,null,null,null,null,null,null,258]
[null,null,null,null,null,null,null,null,null,null,null,null,null,259]
[null,null,null,null,null,null,null,null,null,null,null,null,null,260]
[null,null,null,null,null,null,null,null,null,null,null,null,null,261]
[null,null,null,null,null,null,null,null,null,null,null,null,null,262]
[null,null,null,null,null,null,null,null,null,null,null,null,null,263]
[null,null,null,null,null,null,null,null,null,null,null,null,null,264]
[null,null,null,null,null,null,null,null,null,null,null,null,null,265]
[null,null,null,null,null,null,null,null,null,null,null,null,null,266]
[null,null,null,null,null,null,null,null,null,null,null,null,null,267]
[null,null,null,null,null,null,null,null,null,null,null,null,null,268]
[null,null,null,null,null,null,null,null,null,null,null,null,null,269]
[null,null,null,null,null,null,null,null,null,null,null,null,null,270]
[null,null,null,null,null,null,null,null,null,null,null,null,null,271]
[null,null,null,null,null,null,null,null,null,null,null,null,null,272]
[null,null,null,null,null,null,null,null,null,null,null,null,null,273]
[null,null,null,null,null,null,null,null,null,null,null,null,null,274]
[null,null,null,null,null,null,null,null,null,null,null,null,null,275]
[null,null,null,null,null,null,null,null,null,null,null,null,null,276]
[null,null,null,null,null,null,null,null,null,null,null,null,null,277]
[null,null,null,null,null,null,null,null,null,null,null,null,null,278]
[null,null,null,null,null,null,null,null,null,null,null,null,null,279]
[null,null,null,null,null,null,null,null,null,null,null,null,null,280]
[null,null,null,null,null,null,null,null,null,null,null,null,null,281]
[null,null,null,null,null,null,null,null,null,null,null,null,null,282]
[null,null,null,null,null,null,null,null,null,null,null,null,null,283]
[null,null,null,null,null,null,null,null,null,null,null,null,null,284]
[null,null,null,null,null,null,null,null,null,null,null,null,null,285]
[null,null,null,null,null,null,null,null,null,null,null,null,null,286]
[null,null,null,null,null,null,null,null,null,null,null,null,null,287]
[null,null,null,null,null,null,null,null,null,null,null,null,null,288]
[null,null,null,null,null,null,null,null,null,null,null,null,null,289]
[null,null,null,null,null,null,null,null,null,null,null,null,null,290]
[null,null,null,null,null,null,null,null,null,null,null,null,null,291]
[null,null,null,null,null,null,null,null,null,null,null,null,null,292]
[null,null,null,null,null,null,null,null,null,null,null,null,null,293]
[null,null,null,null,null,null,null,null,null,null,null,null,null,294]
[null,null,null,null,null,null,null,null,null,null,null,null,null,295]
[null,null,null,null,null,null,null,null,null,null,null,null,null,296]
[null,null,null,null,null,null,null,null,null,null,null,null,null,297]
[null,null,null,null,null,null,null,null,null,null,null,null,null,298]
[null,null,null,null,null,null,null,null,null,null,null,null,null,299]
[null,null,null,null,null,null,null,null,null,null,null,null,null,300]
[null,null,null,null,null,null,null,null,null,null,null,null,null,301]
[null,null,null,null,null,null,null,null,null,null,null,null,null,302]
[null,null,null,null,null,null,null,null,null,null,null,null,null,303]
[null,null,null,null,null,null,null,null,null,null,null,null,null,304]
[null,null,null,null,null,null,null,null,null,null,null,null,null,305]
[null,null,null,null,null,null,null,null,null,null,null,null,null,306]
[null,null,null,null,null,null,null,null,null,null,null,null,null,307]
[null,null,null,null,null,null,null,null,null,null,null,null,null,308]
[null,null,null,null,null,null,null,null,null,null,null,null,null,309]
[null,null,null,null,null,null,null,null,null,null,null,null,null,310]
[null,null,null,null,null,null,null,null,null,null,null,null,null,311]
[null,null,null,null,null,null,null,null,null,null,null,null,null,312]
[null,null,null,null,null,null,null,null,null,null,null,null,null,313]
[null,null,null,null,null,null,null,null,null,null,null,null,null,314]
[null,null,null,null,null,null,null,null,null,null,null,null,null,315]
[null,null,null,null,null,null,null,null,null,null,null,null,null,316]
[null,null,null,null,null,null,null,null,null,null,null,null,null,317]
[null,null,null,null,null,null,null,null,null,null,null,null,null,318]
[null,null,null,null,null,null,null,null,null,null,null,null,null,319]
[null,null,null,null,null,null,null,null,null,null,null,null,null,320]
[null,null,null,null,null,null,null,null,null,null,null,null,null,321]
[null,null,null,null,null,null,null,null,null,null,null,null,null,322]
[null,null,null,null,null,null,null,null,null,null,null,null,null,323]
[null,null,null,null,null,null,null,null,null,null,null,null,null,324]
[null,null,null,null,null,null,null,null,null,null,null,null,null,325]
[null,null,null,null,null,null,null,null,null,null,null,null,null,326]
[null,null,null,null,null,null,null,null,null,null,null,null,null,327]
[null,null,null,null,null,null,null,null,null,null,null,null,null,328]
[null,null,null,null,null,null,null,null,null,null,null,null,null,329]
[null,null,null,null,null,null,null,null,null,null,null,null,null,330]
[null,null,null,null,null,null,null,null,null,null,null,null,null,331]
[null,null,null,null,null,null,null,null,null,null,null,null,null,332]
[null,null,null,null,null,null,null,null,null,null,null,null,null,333]
[null,null,null,null,null,null,null,null,null,null,null,null,null,334]
[null,null,null,null,null,null,null,null,null,null,null,null,null,335]
[null,null,null,null,null,null,null,null,null,null,null,null,null,336]
[null,null,null,null,null,null,null,null,null,null,null,null,null,337]
[null,null,null,null,null,null,null,null,null,null,null,null,null,338]
[null,null,null,null,null,null,null,null,null,null,null,null,null,339]
[null,null,null,null,null,null,null,null,null,null,null,null,null,340]
[null,null,null,null,null,null,null,null,null,null,null,null,null,341]
[null,null,null,null,null,null,null,null,null,null,null,null,null,342]
[null,null,null,null,null,null,null,null,null,null,null,null,null,343]
[null,null,null,null,null,null,null,null,null,null,null,null,null,344]
[null,null,null,null,null,null,null,null,null,null,null,null,null,345]
[null,null,null,null,null,null,null,null,null,null,null,null,null,346]
[null,null,null,null,null,null,null,null,null,null,null,null,null,347]
[null,null,null,null,null,null,null,null,null,null,null,null,null,348]
[null,null,null,null,null,null,null,null,null,null,null,null,null,349]
[null,null,null,null,null,null,null,null,null,null,null,null,null,350]
[null,null,null,null,null,null,null,null,null,null,null,null,null,351]
[null,null,null,null,null,null,null,null,null,null,null,null,null,352]
[null,null,null,null,null,null,null,null,null,null,null,null,null,353]
[null,null,null,null,null,null,null,null,null,null,null,null,null,354]
[null,null,null,null,null,null,null,null,null,null,null,null,null,355]
[null,null,null,null,null,null,null,null,null,null,null,null,null,356]
[null,null,null,null,null,null,null,null,null,null,null,null,null,357]
[null,null,null,null,null,null,null,null,null,null,null,null,null,358]
[null,null,null,null,null,null,null,null,null,null,null,null,null,359]
[null,null,null,null,null,null,null,null,null,null,null,null,null,360]
[null,null,null,null,null,null,null,null,null,null,null,null,null,361]
[null,null,null,null,null,null,null,null,null,null,null,null,null,362]
[null,null,null,null,null,null,null,null,null,null,null,null,null,363]
[null,null,null,null,null,null,null,null,null,null,null,null,null,364]
[null,null,null,null,null,null,null,null,null,null,null,null,null,365]
[null,null,null,null,null,null,null,null,null,null,null,null,null,366]
[null,null,null,null,null,null,null,null,null,null,null,null,null,367]
[null,null,null,null,null,null,null,null,null,null,null,null,null,368]
[null,null,null,null,null,null,null,null,null,null,null,null,null,369]
[null,null,null,null,null,null,null,null,null,null,null,null,null,370]
[null,null,null,null,null,null,null,null,null,null,null,null,null,371]
[null,null,null,null,null,null,null,null,null,null,null,null,null,372]
[null,null,null,null,null,null,null,null,null,null,null,null,null,373]
[null,null,null,null,null,null,null,null,null,null,null,null,null,374]
[null,null,null,null,null,null,null,null,null,null,null,null,null,375]
[null,null,null,null,null,null,null,null,null,null,null,null,null,376]
[null,null,null,null,null,null,null,null,null,null,null,null,null,377]
[null,null,null,null,null,null,null,null,null,null,null,null,null,378]
[null,null,null,null,null,null,null,null,null,null,null,null,null,379]
[null,null,null,null,null,null,null,null,null,null,null,null,null,380]
[null,null,null,null,null,null,null,null,null,null,null,null,null,381]
[null,null,null,null,null,null,null,null,null,null,null,null,null,382]
[null,null,null,null,null,null,null,null,null,null,null,null,null,383]
[null,null,null,null,null,null,null,null,null,null,null,null,null,384]
[null,null,null,null,null,null,null,null,null,null,null,null,null,385]
[null,null,null,null,null,null,null,null,null,null,null,null,null,386]
[null,null,null,null,null,null,null,null,null,null,null,null,null,387]
[null,null,null,null,null,null,null,null,null,null,null,null,null,388]
[null,null,null,null,null,null,null,null,null,null,null,null,null,389]
[null,null,null,null,null,null,null,null,null,null,null,null,null,390]
[null,null,null,null,null,null,null,null,null,null,null,null,null,391]
[null,null,null,null,null,null,null,null,null,null,null,null,null,392]
[null,null,null,null,null,null,null,null,null,null,null,null,null,393]
[null,null,null,null,null,null,null,null,null,null,null,null,null,394]
[null,null,null,null,null,null,null,null,null,null,null,null,null,395]
[null,null,null,null,null,null,null,null,null,null,null,null,null,396]
[null,null,null,null,null,null,null,null,null,null,null,null,null,397]
[null,null,null,null,null,null,null,null,null,null,null,null,null,398]
[null,null,null,null,null,null,null,null,null,null,null,null,null,399]
[null,null,null,null,null,null,null,null,null,null,null,null,null,400]
[null,null,null,null,null,null,null,null,null,null,null,null,null,401]
[null,null,null,null,null,null,null,null,null,null,null,null,null,402]
[null,null,null,null,null,null,null,null,null,null,null,null,null,403]
[null,null,null,null,null,null,null,null,null,null,null,null,null,404]
[null,null,null,null,null,null,null,null,null,null,null,null,null,405]
[null,null,null,null,null,null,null,null,null,null,null,null,null,406]
[null,null,null,null,null,null,null,null,null,null,null,null,null,407]
[null,null,null,null,null,null,null,null,null,null,null,null,null,408]
[null,null,null,null,null,null,null,null,null,null,null,null,null,409]
[null,null,null,null,null,null,null,null,null,null,null,null,null,410]
[null,null,null,null,null,null,null,null,null,null,null,null,null,411]
[null,null,null,null,null,null,null,null,null,null,null,null,null,412]
[null,null,null,null,null,null,null,null,null,null,null,null,null,413]
[null,null,null,null,null,null,null,null,null,null,null,null,null,414]
[null,null,null,null,null,null,null,null,null,null,null,null,null,415]
[null,null,null,null,null,null,null,null,null,null,null,null,null,416]
[null,null,null,null,null,null,null,null,null,null,null,null,null,417]
[null,null,null,null,null,null,null,null,null,null,null,null,null,418]
[null,null,null,null,null,null,null,null,null,null,null,null,null,419]
[null,null,null,null,null,null,null,null,null,null,null,null,null,420]
[null,null,null,null,null,null,null,null,null,null,null,null,null,421]
[null,null,null,null,null,null,null,null,null,null,null,null,null,422]
[null,null,null,null,null,null,null,null,null,null,null,null,null,423]
[null,null,null,null,null,null,null,null,null,null,null,null,null,424]
[null,null,null,null,null,null,null,null,null,null,null,null,null,425]
[null,null,null,null,null,null,null,null,null,null,null,null,null,426]
[null,null,null,null,null,null,null,null,null,null,null,null,null,427]
[null,null,null,null,null,null,null,null,null,null,null,null,null,428]
[null,null,null,null,null,null,null,null,null,null,null,null,null,429]
[null,null,null,null,null,null,null,null,null,null,null,null,null,430]
[null,null,null,null,null,null,null,null,null,null,null,null,null,431]
[null,null,null,null,null,null,null,null,null,null,null,null,null,432]
[null,null,null,null,null,null,null,null,null,null,null,null,null,433]
[null,null,null,null,null,null,null,null,null,null,null,null,null,434]
[null,null,null,null,null,null,null,null,null,null,null,null,null,435]
[null,null,null,null,null,null,null,null,null,null,null,null,null,436]
[null,null,null,null,null,null,null,null,null,null,null,null,null,437]
[null,null,null,null,null,null,null,null,null,null,null,null,null,438]
[null,null,null,null,null,null,null,null,null,null,null,null,null,439]
[null,null,null,null,null,null,null,null,null,null,null,null,null,440]
[null,null,null,null,null,null,null,null,null,null,null,null,null,441]
[null,null,null,null,null,null,null,null,null,null,null,null,null,442]
[null,null,null,null,null,null,null,null,null,null,null,null,null,443]
[null,null,null,null,null,null,null,null,null,null,null,null,null,444]
[null,null,null,null,null,null,null,null,null,null,null,null,null,445]
[null,null,null,null,null,null,null,null,null,null,null,null,null,446]
[null,null,null,null,null,null,null,null,null,null,null,null,null,447]
[null,null,null,null,null,null,null,null,null,null,null,null,null,448]
[null,null,null,null,null,null,null,null,null,null,null,null,null,449]
[null,null,null,null,null,null,null,null,null,null,null,null,null,450]
[null,null,null,null,null,null,null,null,null,null,null,null,null,451]
[null,null,null,null,null,null,null,null,null,null,null,null,null,452]
[null,null,null,null,null,null,null,null,null,null,null,null,null,453]
[null,null,null,null,null,null,null,null,null,null,null,null,null,454]
[null,null,null,null,null,null,null,null,null,null,null,null,null,455]
[null,null,null,null,null,null,null,null,null,null,null,null,null,456]
[null,null,null,null,null,null,null,null,null,null,null,null,null,457]
[null,null,null,null,null,null,null,null,null,null,null,null,null,458]
[null,null,null,null,null,null,null,null,null,null,null,null,null,459]
[null,null,null,null,null,null,null,null,null,null,null,null,null,460]
[null,null,null,null,null,null,null,null,null,null,null,null,null,461]
[null,null,null,null,null,null,null,null,null,null,null,null,null,462]
[null,null,null,null,null,null,null,null,null,null,null,null,null,463]
[null,null,null,null,null,null,null,null,null,null,null,null,null,464]
[null,null,null,null,null,null,null,null,null,null,null,null,null,465]
[null,null,null,null,null,null,null,null,null,null,null,null,null,466]
[null,null,null,null,null,null,null,null,null,null,null,null,null,467]
[null,null,null,null,null,null,null,null,null,null,null,null,null,468]
[null,null,null,null,null,null,null,null,null,null,null,null,null,469]
[null,null,null,null,null,null,null,null,null,null,null,null,null,470]
[null,null,null,null,null,null,null,null,null,null,null,null,null,471]
[null,null,null,null,null,null,null,null,null,null,null,null,null,472]
[null,null,null,null,null,null,null,null,null,null,null,null,null,473]
[null,null,null,null,null,null,null,null,null,null,null,null,null,474]
[null,null,null,null,null,null,null,null,null,null,null,null,null,475]
[null,null,null,null,null,null,null,null,null,null,null,null,null,476]
[null,null,null,null,null,null,null,null,null,null,null,null,null,477]
[null,null,null,null,null,null,null,null,null,null,null,null,null,478]
[null,null,null,null,null,null,null,null,null,null,null,null,null,479]
[null,null,null,null,null,null,null,null,null,null,null,null,null,480]
[null,null,null,null,null,null,null,null,null,null,null,null,null,481]
[null,null,null,null,null,null,null,null,null,null,null,null,null,482]
[null,null,null,null,null,null,null,null,null,null,null,null,null,483]
[null,null,null,null,null,null,null,null,null,null,null,null,null,484]
[null,null,null,null,null,null,null,null,null,null,null,null,null,485]
[null,null,null,null,null,null,null,null,null,null,null,null,null,486]
[null,null,null,null,null,null,null,null,null,null,null,null,null,487]
[null,null,null,null,null,null,null,null,null,null,null,null,null,488]
[null,null,null,null,null,null,null,null,null,null,null,null,null,489]
[null,null,null,null,null,null,null,null,null,null,null,null,null,490]
[null,null,null,null,null,null,null,null,null,null,null,null,null,491]
[null,null,null,null,null,null,null,null,null,null,null,null,null,492]
[null,null,null,null,null,null,null,null,null,null,null,null,null,493]
[null,null,null,null,null,null,null,null,null,null,null,null,null,494]
[null,null,null,null,null,null,null,null,null,null,null,null,null,495]
[null,null,null,null,null,null,null,null,null,null,null,null,null,496]
[null,null,null,null,null,null,null,null,null,null,null,null,null,497]
[null,null,null,null,null,null,null,null,null,null,null,null,null,498]
[null,null,null,null,null,null,null,null,null,null,null,null,null,499]
[null,null,null,null,null,null,null,null,null,null,null,null,null,500]
[null,null,null,null,null,null,null,null,null,null,null,null,null,501]
[null,null,null,null,null,null,null,null,null,null,null,null,null,502]
[null,null,null,null,null,null,null,null,null,null,null,null,null,503]
[null,null,null,null,null,null,null,null,null,null,null,null,null,504]
[null,null,null,null,null,null,null,null,null,null,null,null,null,505]
[null,null,null,null,null,null,null,null,null,null,null,null,null,506]
[null,null,null,null,null,null,null,null,null,null,null,null,null,507]
[null,null,null,null,null,null,null,null,null,null,null,null,null,508]
[null,null,null,null,null,null,null,null,null,null,null,null,null,509]
[null,null,null,null,null,null,null,null,null,null,null,null,null,510]
[null,null,null,null,null,null,null,null,null,null,null,null,null,511]
[null,null,null,null,null,null,null,null,null,null,null,null,null,512]
[null,null,null,null,null,null,null,null,null,null,null,null,null,513]
[null,null,null,null,null,null,null,null,null,null,null,null,null,514]
[null,null,null,null,null,null,null,null,null,null,null,null,null,515]
[null,null,null,null,null,null,null,null,null,null,null,null,null,516]
[null,null,null,null,null,null,null,null,null,null,null,null,null,517]
[null,null,null,null,null,null,null,null,null,null,null,null,null,518]
[null,null,null,null,null,null,null,null,null,null,null,null,null,519]
[null,null,null,null,null,null,null,null,null,null,null,null,null,520]
[null,null,null,null,null,null,null,null,null,null,null,null,null,521]
[null,null,null,null,null,null,null,null,null,null,null,null,null,522]
[null,null,null,null,null,null,null,null,null,null,null,null,null,523]
[null,null,null,null,null,null,null,null,null,null,null,null,null,524]
[null,null,null,null,null,null,null,null,null,null,null,null,null,525]
[null,null,null,null,null,null,null,null,null,null,null,null,null,526]
[null,null,null,null,null,null,null,null,null,null,null,null,null,527]
[null,null,null,null,null,null,null,null,null,null,null,null,null,528]
[null,null,null,null,null,null,null,null,null,null,null,null,null,529]
[null,null,null,null,null,null,null,null,null,null,null,null,null,530]
[null,null,null,null,null,null,null,null,null,null,null,null,null,531]
[null,null,null,null,null,null,null,null,null,null,null,null,null,532]
[null,null,null,null,null,null,null,null,null,null,null,null,null,533]
[null,null,null,null,null,null,null,null,null,null,null,null,null,534]
[null,null,null,null,null,null,null,null,null,null,null,null,null,535]
[null,null,null,null,null,null,null,null,null,null,null,null,null,536]
[null,null,null,null,null,null,null,null,null,null,null,null,null,537]
[null,null,null,null,null,null,null,null,null,null,null,null,null,538]
[null,null,null,null,null,null,null,null,null,null,null,null,null,539]
[null,null,null,null,null,null,null,null,null,null,null,null,null,540]
[null,null,null,null,null,null,null,null,null,null,null,null,null,541]
[null,null,null,null,null,null,null,null,null,null,null,null,null,542]
[null,null,null,null,null,null,null,null,null,null,null,null,null,543]
[null,null,null,null,null,null,null,null,null,null,null,null,null,544]
[null,null,null,null,null,null,null,null,null,null,null,null,null,545]
[null,null,null,null,null,null,null,null,null,null,null,null,null,546]
[null,null,null,null,null,null,null,null,null,null,null,null,null,547]
[null,null,null,null,null,null,null,null,null,null,null,null,null,548]
[null,null,null,null,null,null,null,null,null,null,null,null,null,549]
[null,null,null,null,null,null,null,null,null,null,null,null,null,550]
[null,null,null,null,null,null,null,null,null,null,null,null,null,551]
[null,null,null,null,null,null,null,null,null,null,null,null,null,552]
[null,null,null,null,null,null,null,null,null,null,null,null,null,553]
[null,null,null,null,null,null,null,null,null,null,null,null,null,554]
[null,null,null,null,null,null,null,null,null,null,null,null,null,555]
[null,null,null,null,null,null,null,null,null,null,null,null,null,556]
[null,null,null,null,null,null,null,null,null,null,null,null,null,557]
[null,null,null,null,null,null,null,null,null,null,null,null,null,558]
[null,null,null,null,null,null,null,null,null,null,null,null,null,559]
[null,null,null,null,null,null,null,null,null,null,null,null,null,560]
[null,null,null,null,null,null,null,null,null,null,null,null,null,561]
[null,null,null,null,null,null,null,null,null,null,null,null,null,562]
[null,null,null,null,null,null,null,null,null,null,null,null,null,563]
[null,null,null,null,null,null,null,null,null,null,null,null,null,564]
[null,null,null,null,null,null,null,null,null,null,null,null,null,565]
[null,null,null,null,null,null,null,null,null,null,null,null,null,566]
[null,null,null,null,null,null,null,null,null,null,null,null,null,567]
[null,null,null,null,null,null,null,null,null,null,null,null,null,568]
[null,null,null,null,null,null,null,null,null,null,null,null,null,569]
[null,null,null,null,null,null,null,null,null,null,null,null,null,570]
[null,null,null,null,null,null,null,null,null,null,null,null,null,571]
[null,null,null,null,null,null,null,null,null,null,null,null,null,572]
[null,null,null,null,null,null,null,null,null,null,null,null,null,573]
[null,null,null,null,null,null,null,null,null,null,null,null,null,574]
[null,null,null,null,null,null,null,null,null,null,null,null,null,575]
[null,null,null,null,null,null,null,null,null,null,null,null,null,576]
[null,null,null,null,null,null,null,null,null,null,null,null,null,577]
[null,null,null,null,null,null,null,null,null,null,null,null,null,578]
[null,null,null,null,null,null,null,null,null,null,null,null,null,579]
[null,null,null,null,null,null,null,null,null,null,null,null,null,580]
[null,null,null,null,null,null,null,null,null,null,null,null,null,581]
[null,null,null,null,null,null,null,null,null,null,null,null,null,582]
[null,null,null,null,null,null,null,null,null,null,null,null,null,583]
[null,null,null,null,null,null,null,null,null,null,null,null,null,584]
[null,null,null,null,null,null,null,null,null,null,null,null,null,585]
[null,null,null,null,null,null,null,null,null,null,null,null,null,586]
[null,null,null,null,null,null,null,null,null,null,null,null,null,587]
[null,null,null,null,null,null,null,null,null,null,null,null,null,588]
[null,null,null,null,null,null,null,null,null,null,null,null,null,589]
[null,null,null,null,null,null,null,null,null,null,null,null,null,590]
[null,null,null,null,null,null,null,null,null,null,null,null,null,591]
[null,null,null,null,null,null,null,null,null,null,null,null,null,592]
[null,null,null,null,null,null,null,null,null,null,null,null,null,593]
[null,null,null,null,null,null,null,null,null,null,null,null,null,594]
[null,null,null,null,null,null,null,null,null,null,null,null,null,595]
[null,null,null,null,null,null,null,null,null,null,null,null,null,596]
[null,null,null,null,null,null,null,null,null,null,null,null,null,597]
[null,null,null,null,null,null,null,null,null,null,null,null,null,598]
[null,null,null,null,null,null,null,null,null,null,null,null,null,599]
[null,null,null,null,null,null,null,null,null,null,null,null,null,600]
[null,null,null,null,null,null,null,null,null,null,null,null,null,601]
[null,null,null,null,null,null,null,null,null,null,null,null,null,602]
[null,null,null,null,null,null,null,null,null,null,null,null,null,603]
[null,null,null,null,null,null,null,null,null,null,null,null,null,604]
[null,null,null,null,null,null,null,null,null,null,null,null,null,605]
[null,null,null,null,null,null,null,null,null,null,null,null,null,606]
[null,null,null,null,null,null,null,null,null,null,null,null,null,607]
[null,null,null,null,null,null,null,null,null,null,null,null,null,608]
[null,null,null,null,null,null,null,null,null,null,null,null,null,609]
[null,null,null,null,null,null,null,null,null,null,null,null,null,610]
[null,null,null,null,null,null,null,null,null,null,null,null,null,611]
[null,null,null,null,null,null,null,null,null,null,null,null,null,612]
[null,null,null,null,null,null,null,null,null,null,null,null,null,613]
[null,null,null,null,null,null,null,null,null,null,null,null,null,614]
[null,null,null,null,null,null,null,null,null,null,null,null,null,615]
[null,null,null,null,null,null,null,null,null,null,null,null,null,616]
[null,null,null,null,null,null,null,null,null,null,null,null,null,617]
[null,null,null,null,null,null,null,null,null,null,null,null,null,618]
[null,null,null,null,null,null,null,null,null,null,null,null,null,619]
[null,null,null,null,null,null,null,null,null,null,null,null,null,620]
[null,null,null,null,null,null,null,null,null,null,null,null,null,621]
[null,null,null,null,null,null,null,null,null,null,null,null,null,622]
[null,null,null,null,null,null,null,null,null,null,null,null,null,623]
[null,null,null,null,null,null,null,null,null,null,null,null,null,624]
[null,null,null,null,null,null,null,null,null,null,null,null,null,625]
[null,null,null,null,null,null,null,null,null,null,null,null,null,626]
[null,null,null,null,null,null,null,null,null,null,null,null,null,627]
[null,null,null,null,null,null,null,null,null,null,null,null,null,628]
[null,null,null,null,null,null,null,null,null,null,null,null,null,629]
[null,null,null,null,null,null,null,null,null,null,null,null,null,630]
[null,null,null,null,null,null,null,null,null,null,null,null,null,631]
[null,null,null,null,null,null,null,null,null,null,null,null,null,632]
[null,null,null,null,null,null,null,null,null,null,null,null,null,633]
[null,null,null,null,null,null,null,null,null,null,null,null,null,634]
[null,null,null,null,null,null,null,null,null,null,null,null,null,635]
[null,null,null,null,null,null,null,null,null,null,null,null,null,636]
[null,null,null,null,null,null,null,null,null,null,null,null,null,637]
[null,null,null,null,null,null,null,null,null,null,null,null,null,638]
[null,null,null,null,null,null,null,null,null,null,null,null,null,639]
[null,null,null,null,null,null,null,null,null,null,null,null,null,640]
[null,null,null,null,null,null,null,null,null,null,null,null,null,641]
[null,null,null,null,null,null,null,null,null,null,null,null,null,642]
[null,null,null,null,null,null,null,null,null,null,null,null,null,643]
[null,null,null,null,null,null,null,null,null,null,null,null,null,644]
[null,null,null,null,null,null,null,null,null,null,null,null,null,645]
[null,null,null,null,null,null,null,null,null,null,null,null,null,646]
[null,null,null,null,null,null,null,null,null,null,null,null,null,647]
[null,null,null,null,null,null,null,null,null,null,null,null,null,648]
[null,null,null,null,null,null,null,null,null,null,null,null,null,649]
[null,null,null,null,null,null,null,null,null,null,null,null,null,650]
[null,null,null,null,null,null,null,null,null,null,null,null,null,651]
[null,null,null,null,null,null,null,null,null,null,null,null,null,652]
[null,null,null,null,null,null,null,null,null,null,null,null,null,653]
[null,null,null,null,null,null,null,null,null,null,null,null,null,654]
[null,null,null,null,null,null,null,null,null,null,null,null,null,655]
[null,null,null,null,null,null,null,null,null,null,null,null,null,656]
[null,null,null,null,null,null,null,null,null,null,null,null,null,657]
[null,null,null,null,null,null,null,null,null,null,null,null,null,658]
[null,null,null,null,null,null,null,null,null,null,null,null,null,659]
[null,null,null,null,null,null,null,null,null,null,null,null,null,660]
[null,null,null,null,null,null,null,null,null,null,null,null,null,661]
[null,null,null,null,null,null,null,null,null,null,null,null,null,662]
[null,null,null,null,null,null,null,null,null,null,null,null,null,663]
[null,null,null,null,null,null,null,null,null,null,null,null,null,664]
[null,null,null,null,null,null,null,null,null,null,null,null,null,665]
[null,null,null,null,null,null,null,null,null,null,null,null,null,666]
[null,null,null,null,null,null,null,null,null,null,null,null,null,667]
[null,null,null,null,null,null,null,null,null,null,null,null,null,668]
[null,null,null,null,null,null,null,null,null,null,null,null,null,669]
[null,null,null,null,null,null,null,null,null,null,null,null,null,670]
[null,null,null,null,null,null,null,null,null,null,null,null,null,671]
[null,null,null,null,null,null,null,null,null,null,null,null,null,672]
[null,null,null,null,null,null,null,null,null,null,null,null,null,673]
[null,null,null,null,null,null,null,null,null,null,null,null,null,674]
[null,null,null,null,null,null,null,null,null,null,null,null,null,675]
[null,null,null,null,null,null,null,null,null,null,null,null,null,676]
[null,null,null,null,null,null,null,null,null,null,null,null,null,677]
[null,null,null,null,null,null,null,null,null,null,null,null,null,678]
[null,null,null,null,null,null,null,null,null,null,null,null,null,679]
[null,null,null,null,null,null,null,null,null,null,null,null,null,680]
[null,null,null,null,null,null,null,null,null,null,null,null,null,681]
[null,null,null,null,null,null,null,null,null,null,null,null,null,682]
[null,null,null,null,null,null,null,null,null,null,null,null,null,683]
[null,null,null,null,null,null,null,null,null,null,null,null,null,684]
[null,null,null,null,null,null,null,null,null,null,null,null,null,685]
[null,null,null,null,null,null,null,null,null,null,null,null,null,686]
[null,null,null,null,null,null,null,null,null,null,null,null,null,687]
[null,null,null,null,null,null,null,null,null,null,null,null,null,688]
[null,null,null,null,null,null,null,null,null,null,null,null,null,689]
[null,null,null,null,null,null,null,null,null,null,null,null,null,690]
[null,null,null,null,null,null,null,null,null,null,null,null,null,691]
[null,null,null,null,null,null,null,null,null,null,null,null,null,692]
[null,null,null,null,null,null,null,null,null,null,null,null,null,693]
[null,null,null,null,null,null,null,null,null,null,null,null,null,694]
[null,null,null,null,null,null,null,null,null,null,null,null,null,695]
[null,null,null,null,null,null,null,null,null,null,null,null,null,696]
[null,null,null,null,null,null,null,null,null,null,null,null,null,697]
[null,null,null,null,null,null,null,null,null,null,null,null,null,698]
[null,null,null,null,null,null,null,null,null,null,null,null,null,699]
[null,null,null,null,null,null,null,null,null,null,null,null,null,700]
[null,null,null,null,null,null,null,null,null,null,null,null,null,701]
[null,null,null,null,null,null,null,null,null,null,null,null,null,702]
[null,null,null,null,null,null,null,null,null,null,null,null,null,703]
[null,null,null,null,null,null,null,null,null,null,null,null,null,704]
[null,null,null,null,null,null,null,null,null,null,null,null,null,705]
[null,null,null,null,null,null,null,null,null,null,null,null,null,706]
[null,null,null,null,null,null,null,null,null,null,null,null,null,707]
[null,null,null,null,null,null,null,null,null,null,null,null,null,708]
[null,null,null,null,null,null,null,null,null,null,null,null,null,709]
[null,null,null,null,null,null,null,null,null,null,null,null,null,710]
[null,null,null,null,null,null,null,null,null,null,null,null,null,711]
[null,null,null,null,null,null,null,null,null,null,null,null,null,712]
[null,null,null,null,null,null,null,null,null,null,null,null,null,713]
[null,null,null,null,null,null,null,null,null,null,null,null,null,714]
[null,null,null,null,null,null,null,null,null,null,null,null,null,715]
[null,null,null,null,null,null,null,null,null,null,null,null,null,716]
[null,null,null,null,null,null,null,null,null,null,null,null,null,717]
[null,null,null,null,null,null,null,null,null,null,null,null,null,718]
[null,null,null,null,null,null,null,null,null,null,null,null,null,719]
[null,null,null,null,null,null,null,null,null,null,null,null,null,720]
[null,null,null,null,null,null,null,null,null,null,null,null,null,721]
[null,null,null,null,null,null,null,null,null,null,null,null,null,722]
[null,null,null,null,null,null,null,null,null,null,null,null,null,723]
[null,null,null,null,null,null,null,null,null,null,null,null,null,724]
[null,null,null,null,null,null,null,null,null,null,null,null,null,725]
[null,null,null,null,null,null,null,null,null,null,null,null,null,726]
[null,null,null,null,null,null,null,null,null,null,null,null,null,727]
[null,null,null,null,null,null,null,null,null,null,null,null,null,728]
[null,null,null,null,null,null,null,null,null,null,null,null,null,729]
[null,null,null,null,null,null,null,null,null,null,null,null,null,730]
[null,null,null,null,null,null,null,null,null,null,null,null,null,731]
[null,null,null,null,null,null,null,null,null,null,null,null,null,732]
[null,null,null,null,null,null,null,null,null,null,null,null,null,733]
[null,null,null,null,null,null,null,null,null,null,null,null,null,734]
[null,null,null,null,null,null,null,null,null,null,null,null,null,735]
[null,null,null,null,null,null,null,null,null,null,null,null,null,736]
[null,null,null,null,null,null,null,null,null,null,null,null,null,737]
[null,null,null,null,null,null,null,null,null,null,null,null,null,738]
[null,null,null,null,null,null,null,null,null,null,null,null,null,739]
[null,null,null,null,null,null,null,null,null,null,null,null,null,740]
[null,null,null,null,null,null,null,null,null,null,null,null,null,741]
[null,null,null,null,null,null,null,null,null,null,null,null,null,742]
[null,null,null,null,null,null,null,null,null,null,null,null,null,743]
[null,null,null,null,null,null,null,null,null,null,null,null,null,744]
[null,null,null,null,null,null,null,null,null,null,null,null,null,745]
[null,null,null,null,null,null,null,null,null,null,null,null,null,746]
[null,null,null,null,null,null,null,null,null,null,null,null,null,747]
[null,null,null,null,null,null,null,null,null,null,null,null,null,748]
[null,null,null,null,null,null,null,null,null,null,null,null,null,749]
[null,null,null,null,null,null,null,null,null,null,null,null,null,750]
[null,null,null,null,null,null,null,null,null,null,null,null,null,751]
[null,null,null,null,null,null,null,null,null,null,null,null,null,752]
[null,null,null,null,null,null,null,null,null,null,null,null,null,753]
[null,null,null,null,null,null,null,null,null,null,null,null,null,754]
[null,null,null,null,null,null,null,null,null,null,null,null,null,755]
[null,null,null,null,null,null,null,null,null,null,null,null,null,756]
[null,null,null,null,null,null,null,null,null,null,null,null,null,757]
[null,null,null,null,null,null,null,null,null,null,null,null,null,758]
[null,null,null,null,null,null,null,null,null,null,null,null,null,759]
[null,null,null,null,null,null,null,null,null,null,null,null,null,760]
[null,null,null,null,null,null,null,null,null,null,null,null,null,761]
[null,null,null,null,null,null,null,null,null,null,null,null,null,762]
[null,null,null,null,null,null,null,null,null,null,null,null,null,763]
[null,null,null,null,null,null,null,null,null,null,null,null,null,764]
[null,null,null,null,null,null,null,null,null,null,null,null,null,765]
[null,null,null,null,null,null,null,null,null,null,null,null,null,766]
[null,null,null,null,null,null,null,null,null,null,null,null,null,767]
[null,null,null,null,null,null,null,null,null,null,null,null,null,768]
[null,null,null,null,null,null,null,null,null,null,null,null,null,769]
[null,null,null,null,null,null,null,null,null,null,null,null,null,770]
[null,null,null,null,null,null,null,null,null,null,null,null,null,771]
[null,null,null,null,null,null,null,null,null,null,null,null,null,772]
[null,null,null,null,null,null,null,null,null,null,null,null,null,773]
[null,null,null,null,null,null,null,null,null,null,null,null,null,774]
[null,null,null,null,null,null,null,null,null,null,null,null,null,775]
[null,null,null,null,null,null,null,null,null,null,null,null,null,776]
[null,null,null,null,null,null,null,null,null,null,null,null,null,777]
[null,null,null,null,null,null,null,null,null,null,null,null,null,778]
[null,null,null,null,null,null,null,null,null,null,null,null,null,779]
[null,null,null,null,null,null,null,null,null,null,null,null,null,780]
[null,null,null,null,null,null,null,null,null,null,null,null,null,781]
[null,null,null,null,null,null,null,null,null,null,null,null,null,782]
[null,null,null,null,null,null,null,null,null,null,null,null,null,783]
[null,null,null,null,null,null,null,null,null,null,null,null,null,784]
[null,null,null,null,null,null,null,null,null,null,null,null,null,785]
[null,null,null,null,null,null,null,null,null,null,null,null,null,786]
[null,null,null,null,null,null,null,null,null,null,null,null,null,787]
[null,null,null,null,null,null,null,null,null,null,null,null,null,788]
[null,null,null,null,null,null,null,null,null,null,null,null,null,789]
[null,null,null,null,null,null,null,null,null,null,null,null,null,790]
[null,null,null,null,null,null,null,null,null,null,null,null,null,791]
[null,null,null,null,null,null,null,null,null,null,null,null,null,792]
[null,null,null,null,null,null,null,null,null,null,null,null,null,793]
[null,null,null,null,null,null,null,null,null,null,null,null,null,794]
[null,null,null,null,null,null,null,null,null,null,null,null,null,795]
[null,null,null,null,null,null,null,null,null,null,null,null,null,796]
[null,null,null,null,null,null,null,null,null,null,null,null,null,797]
[null,null,null,null,null,null,null,null,null,null,null,null,null,798]
[null,null,null,null,null,null,null,null,null,null,null,null,null,799]
[null,null,null,null,null,null,null,null,null,null,null,null,null,800]
[null,null,null,null,null,null,null,null,null,null,null,null,null,801]
[null,null,null,null,null,null,null,null,null,null,null,null,null,802]
[null,null,null,null,null,null,null,null,null,null,null,null,null,803]
[null,null,null,null,null,null,null,null,null,null,null,null,null,804]
[null,null,null,null,null,null,null,null,null,null,null,null,null,805]
[null,null,null,null,null,null,null,null,null,null,null,null,null,806]
[null,null,null,null,null,null,null,null,null,null,null,null,null,807]
[null,null,null,null,null,null,null,null,null,null,null,null,null,808]
[null,null,null,null,null,null,null,null,null,null,null,null,null,809]
[null,null,null,null,null,null,null,null,null,null,null,null,null,810]
[null,null,null,null,null,null,null,null,null,null,null,null,null,811]
[null,null,null,null,null,null,null,null,null,null,null,null,null,812]
[null,null,null,null,null,null,null,null,null,null,null,null,null,813]
[null,null,null,null,null,null,null,null,null,null,null,null,null,814]
[null,null,null,null,null,null,null,null,null,null,null,null,null,815]
[null,null,null,null,null,null,null,null,null,null,null,null,null,816]
[null,null,null,null,null,null,null,null,null,null,null,null,null,817]
[null,null,null,null,null,null,null,null,null,null,null,null,null,818]
[null,null,null,null,null,null,null,null,null,null,null,null,null,819]
[null,null,null,null,null,null,null,null,null,null,null,null,null,820]
[null,null,null,null,null,null,null,null,null,null,null,null,null,821]
[null,null,null,null,null,null,null,null,null,null,null,null,null,822]
[null,null,null,null,null,null,null,null,null,null,null,null,null,823]
[null,null,null,null,null,null,null,null,null,null,null,null,null,824]
[null,null,null,null,null,null,null,null,null,null,null,null,null,825]
[null,null,null,null,null,null,null,null,null,null,null,null,null,826]
[null,null,null,null,null,null,null,null,null,null,null,null,null,827]
[null,null,null,null,null,null,null,null,null,null,null,null,null,828]
[null,null,null,null,null,null,null,null,null,null,null,null,null,829]
[null,null,null,null,null,null,null,null,null,null,null,null,null,830]
[null,null,null,null,null,null,null,null,null,null,null,null,null,831]
[null,null,null,null,null,null,null,null,null,null,null,null,null,832]
[null,null,null,null,null,null,null,null,null,null,null,null,null,833]
[null,null,null,null,null,null,null,null,null,null,null,null,null,834]
[null,null,null,null,null,null,null,null,null,null,null,null,null,835]
[null,null,null,null,null,null,null,null,null,null,null,null,null,836]
[null,null,null,null,null,null,null,null,null,null,null,null,null,837]
[null,null,null,null,null,null,null,null,null,null,null,null,null,838]
[null,null,null,null,null,null,null,null,null,null,null,null,null,839]
[null,null,null,null,null,null,null,null,null,null,null,null,null,840]
[null,null,null,null,null,null,null,null,null,null,null,null,null,841]
[null,null,null,null,null,null,null,null,null,null,null,null,null,842]
[null,null,null,null,null,null,null,null,null,null,null,null,null,843]
[null,null,null,null,null,null,null,null,null,null,null,null,null,844]
[null,null,null,null,null,null,null,null,null,null,null,null,null,845]
[null,null,null,null,null,null,null,null,null,null,null,null,null,846]
[null,null,null,null,null,null,null,null,null,null,null,null,null,847]
[null,null,null,null,null,null,null,null,null,null,null,null,null,848]
[null,null,null,null,null,null,null,null,null,null,null,null,null,849]
[null,null,null,null,null,null,null,null,null,null,null,null,null,850]
[null,null,null,null,null,null,null,null,null,null,null,null,null,851]
[null,null,null,null,null,null,null,null,null,null,null,null,null,852]
[null,null,null,null,null,null,null,null,null,null,null,null,null,853]
[null,null,null,null,null,null,null,null,null,null,null,null,null,854]
[null,null,null,null,null,null,null,null,null,null,null,null,null,855]
[null,null,null,null,null,null,null,null,null,null,null,null,null,856]
[null,null,null,null,null,null,null,null,null,null,null,null,null,857]
[null,null,null,null,null,null,null,null,null,null,null,null,null,858]
[null,null,null,null,null,null,null,null,null,null,null,null,null,859]
[null,null,null,null,null,null,null,null,null,null,null,null,null,860]
[null,null,null,null,null,null,null,null,null,null,null,null,null,861]
[null,null,null,null,null,null,null,null,null,null,null,null,null,862]
[null,null,null,null,null,null,null,null,null,null,null,null,null,863]
[null,null,null,null,null,null,null,null,null,null,null,null,null,864]
[null,null,null,null,null,null,null,null,null,null,null,null,null,865]
[null,null,null,null,null,null,null,null,null,null,null,null,null,866]
[null,null,null,null,null,null,null,null,null,null,null,null,null,867]
[null,null,null,null,null,null,null,null,null,null,null,null,null,868]
[null,null,null,null,null,null,null,null,null,null,null,null,null,869]
[null,null,null,null,null,null,null,null,null,null,null,null,null,870]
[null,null,null,null,null,null,null,null,null,null,null,null,null,871]
[null,null,null,null,null,null,null,null,null,null,null,null,null,872]
[null,null,null,null,null,null,null,null,null,null,null,null,null,873]
[null,null,null,null,null,null,null,null,null,null,null,null,null,874]
[null,null,null,null,null,null,null,null,null,null,null,null,null,875]
[null,null,null,null,null,null,null,null,null,null,null,null,null,876]
[null,null,null,null,null,null,null,null,null,null,null,null,null,877]
[null,null,null,null,null,null,null,null,null,null,null,null,null,878]
[null,null,null,null,null,null,null,null,null,null,null,null,null,879]
[null,null,null,null,null,null,null,null,null,null,null,null,null,880]
[null,null,null,null,null,null,null,null,null,null,null,null,null,881]
[null,null,null,null,null,null,null,null,null,null,null,null,null,882]
[null,null,null,null,null,null,null,null,null,null,null,null,null,883]
[null,null,null,null,null,null,null,null,null,null,null,null,null,884]
[null,null,null,null,null,null,null,null,null,null,null,null,null,885]
[null,null,null,null,null,null,null,null,null,null,null,null,null,886]
[null,null,null,null,null,null,null,null,null,null,null,null,null,887]
[null,null,null,null,null,null,null,null,null,null,null,null,null,888]
[null,null,null,null,null,null,null,null,null,null,null,null,null,889]
[null,null,null,null,null,null,null,null,null,null,null,null,null,890]
[null,null,null,null,null,null,null,null,null,null,null,null,null,891]
[null,null,null,null,null,null,null,null,null,null,null,null,null,892]
[null,null,null,null,null,null,null,null,null,null,null,null,null,893]
[null,null,null,null,null,null,null,null,null,null,null,null,null,894]
[null,null,null,null,null,null,null,null,null,null,null,null,null,895]
[null,null,null,null,null,null,null,null,null,null,null,null,null,896]
[null,null,null,null,null,null,null,null,null,null,null,null,null,897]
[null,null,null,null,null,null,null,null,null,null,null,null,null,898]
[null,null,null,null,null,null,null,null,null,null,null,null,null,899]
[null,null,null,null,null,null,null,null,null,null,null,null,null,900]
[null,null,null,null,null,null,null,null,null,null,null,null,null,901]
[null,null,null,null,null,null,null,null,null,null,null,null,null,902]
[null,null,null,null,null,null,null,null,null,null,null,null,null,903]
[null,null,null,null,null,null,null,null,null,null,null,null,null,904]
[null,null,null,null,null,null,null,null,null,null,null,null,null,905]
[null,null,null,null,null,null,null,null,null,null,null,null,null,906]
[null,null,null,null,null,null,null,null,null,null,null,null,null,907]
[null,null,null,null,null,null,null,null,null,null,null,null,null,908]
[null,null,null,null,null,null,null,null,null,null,null,null,null,909]
[null,null,null,null,null,null,null,null,null,null,null,null,null,910]
[null,null,null,null,null,null,null,null,null,null,null,null,null,911]
[null,null,null,null,null,null,null,null,null,null,null,null,null,912]
[null,null,null,null,null,null,null,null,null,null,null,null,null,913]
[null,null,null,null,null,null,null,null,null,null,null,null,null,914]
[null,null,null,null,null,null,null,null,null,null,null,null,null,915]
[null,null,null,null,null,null,null,null,null,null,null,null,null,916]
[null,null,null,null,null,null,null,null,null,null,null,null,null,917]
[null,null,null,null,null,null,null,null,null,null,null,null,null,918]
[null,null,null,null,null,null,null,null,null,null,null,null,null,919]
[null,null,null,null,null,null,null,null,null,null,null,null,null,920]
[null,null,null,null,null,null,null,null,null,null,null,null,null,921]
[null,null,null,null,null,null,null,null,null,null,null,null,null,922]
[null,null,null,null,null,null,null,null,null,null,null,null,null,923]
[null,null,null,null,null,null,null,null,null,null,null,null,null,924]
[null,null,null,null,null,null,null,null,null,null,null,null,null,925]
[null,null,null,null,null,null,null,null,null,null,null,null,null,926]
[null,null,null,null,null,null,null,null,null,null,null,null,null,927]
[null,null,null,null,null,null,null,null,null,null,null,null,null,928]
[null,null,null,null,null,null,null,null,null,null,null,null,null,929]
[null,null,null,null,null,null,null,null,null,null,null,null,null,930]
[null,null,null,null,null,null,null,null,null,null,null,null,null,931]
[null,null,null,null,null,null,null,null,null,null,null,null,null,932]
[null,null,null,null,null,null,null,null,null,null,null,null,null,933]
[null,null,null,null,null,null,null,null,null,null,null,null,null,934]
[null,null,null,null,null,null,null,null,null,null,null,null,null,935]
[null,null,null,null,null,null,null,null,null,null,null,null,null,936]
[null,null,null,null,null,null,null,null,null,null,null,null,null,937]
[null,null,null,null,null,null,null,null,null,null,null,null,null,938]
[null,null,null,null,null,null,null,null,null,null,null,null,null,939]
[null,null,null,null,null,null,null,null,null,null,null,null,null,940]
[null,null,null,null,null,null,null,null,null,null,null,null,null,941]
[null,null,null,null,null,null,null,null,null,null,null,null,null,942]
[null,null,null,null,null,null,null,null,null,null,null,null,null,943]
[null,null,null,null,null,null,null,null,null,null,null,null,null,944]
[null,null,null,null,null,null,null,null,null,null,null,null,null,945]
[null,null,null,null,null,null,null,null,null,null,null,null,null,946]
[null,null,null,null,null,null,null,null,null,null,null,null,null,947]
[null,null,null,null,null,null,null,null,null,null,null,null,null,948]
[null,null,null,null,null,null,null,null,null,null,null,null,null,949]
[null,null,null,null,null,null,null,null,null,null,null,null,null,950]
[null,null,null,null,null,null,null,null,null,null,null,null,null,951]
[null,null,null,null,null,null,null,null,null,null,null,null,null,952]
[null,null,null,null,null,null,null,null,null,null,null,null,null,953]
[null,null,null,null,null,null,null,null,null,null,null,null,null,954]
[null,null,null,null,null,null,null,null,null,null,null,null,null,955]
[null,null,null,null,null,null,null,null,null,null,null,null,null,956]
[null,null,null,null,null,null,null,null,null,null,null,null,null,957]
[null,null,null,null,null,null,null,null,null,null,null,null,null,958]
[null,null,null,null,null,null,null,null,null,null,null,null,null,959]
[null,null,null,null,null,null,null,null,null,null,null,null,null,960]
[null,null,null,null,null,null,null,null,null,null,null,null,null,961]
[null,null,null,null,null,null,null,null,null,null,null,null,null,962]
[null,null,null,null,null,null,null,null,null,null,null,null,null,963]
[null,null,null,null,null,null,null,null,null,null,null,null,null,964]
[null,null,null,null,null,null,null,null,null,null,null,null,null,965]
[null,null,null,null,null,null,null,null,null,null,null,null,null,966]
[null,null,null,null,null,null,null,null,null,null,null,null,null,967]
[null,null,null,null,null,null,null,null,null,null,null,null,null,968]
[null,null,null,null,null,null,null,null,null,null,null,null,null,969]
[null,null,null,null,null,null,null,null,null,null,null,null,null,970]
[null,null,null,null,null,null,null,null,null,null,null,null,null,971]
[null,null,null,null,null,null,null,null,null,null,null,null,null,972]
[null,null,null,null,null,null,null,null,null,null,null,null,null,973]
[null,null,null,null,null,null,null,null,null,null,null,null,null,974]
[null,null,null,null,null,null,null,null,null,null,null,null,null,975]
[null,null,null,null,null,null,null,null,null,null,null,null,null,976]
[null,null,null,null,null,null,null,null,null,null,null,null,null,977]
[null,null,null,null,null,null,null,null,null,null,null,null,null,978]
[null,null,null,null,null,null,null,null,null,null,null,null,null,979]
[null,null,null,null,null,null,null,null,null,null,null,null,null,980]
[null,null,null,null,null,null,null,null,null,null,null,null,null,981]
[null,null,null,null,null,null,null,null,null,null,null,null,null,982]
[null,null,null,null,null,null,null,null,null,null,null,null,null,983]
[null,null,null,null,null,null,null,null,null,null,null,null,null,984]
[null,null,null,null,null,null,null,null,null,null,null,null,null,985]
[null,null,null,null,null,null,null,null,null,null,null,null,null,986]
[null,null,null,null,null,null,null,null,null,null,null,null,null,987]
[null,null,null,null,null,null,null,null,null,null,null,null,null,988]
[null,null,null,null,null,null,null,null,null,null,null,null,null,989]
[null,null,null,null,null,null,null,null,null,null,null,null,null,990]
[null,null,null,null,null,null,null,null,null,null,null,null,null,991]
[null,null,null,null,null,null,null,null,null,null,null,null,null,992]
[null,null,null,null,null,null,null,null,null,null,null,null,null,993]
[null,null,null,null,null,null,null,null,null,null,null,null,null,994]
[null,null,null,null,null,null,null,null,null,null,null,null,null,995]
[null,null,null,null,null,null,null,null,null,null,null,null,null,996]
[null,null,null,null,null,null,null,null,null,null,null,null,null,997]
[null,null,null,null,null,null,null,null,null,null,null,null,null,998]
[null,null,null,null,null,null,null,null,null,null,null,null,null,999]
[null,null,null,null,null,null,null,null,null,null,null,null,null,1000]
[null,null,null,null,null,null,null,null,null,null,null,null,null,1001]
[null,null,null,null,null,null,null,null,null,null,null,null,null,1002]
[null,null,null,null,null,null,null,null,null,null,null,null,null,1003]
[null,null,null,null,null,null,null,null,null,null,null,null,null,1004]
[null,null,null,null,null,null,null,null,null,null,null,null,null,1005]
[null,null,null,null,null,null,null,null,null,null,null,null,null,1006]
[null,null,null,null,null,null,null,null,null,null,null,null,null,1007]
[null,null,null,null,null,null,null,null,null,null,null,null,null,1008]
[null,null,null,null,null,null,null,null,null,null,null,null,null,1009]
[null,null,null,null,null,null,null,null,null,null,null,null,null,1010]
[null,null,null,null,null,null,null,null,null,null,null,null,null,1011]
[null,null,null,null,null,null,null,null,null,null,null,null,null,1012]
[null,null,null,null,null,null,null,null,null,null,null,null,null,1013]
[null,null,null,null,null,null,null,null,null,null,null,null,null,1014]
[null,null,null,null,null,null,null,null,null,null,null,null,null,1015]
[null,null,null,null,null,null,null,null,null,null,null,null,null,1016]
[null,null,null,null,null,null,null,null,null,null,null,null,null,1017]
[null,null,null,null,null,null,null,null,null,null,null,null,null,1018]
[null,null,null,null,null,null,null,null,null,null,null,null,null,1019]
[null,null,null,null,null,null,null,null,null,null,null,null,null,1020]
[null,null,null,null,null,null,null,null,null,null,null,null,null,1021]
[null,null,null,null,null,null,null,null,null,null,null,null,null,1022]
[null,null,null,null,null,null,null,null,null,null,null,null,null,1023]
[null,null,null,null,null,null,null,null,null,null,null,null,null,1024]
[null,null,null,null,null,null,null,null,null,null,null,null,null,1025]
[null,null,null,null,null,null,null,null,null,null,null,null,null,1026]
[null,null,null,null,null,null,null,null,null,null,null,null,null,1027]
[null,null,null,null,null,null,null,null,null,null,null,null,null,1028]
[null,null,null,null,null,null,null,null,null,null,null,null,null,1029]
[null,null,null,null,null,null,null,null,null,null,null,null,null,1030]
[null,null,null,null,null,null,null,null,null,null,null,null,null,1031]
[null,null,null,null,null,null,null,null,null,null,null,null,null,1032]
[null,null,null,null,null,null,null,null,null,null,null,null,null,1033]
[null,null,null,null,null,null,null,null,null,null,null,null,null,1034]
[null,null,null,null,null,null,null,null,null,null,null,null,null,1035]
[null,null,null,null,null,null,null,null,null,null,null,null,null,1036]
[null,null,null,null,null,null,null,null,null,null,null,null,null,1037]
[null,null,null,null,null,null,null,null,null,null,null,null,null,1038]
[null,null,null,null,null,null,null,null,null,null,null,null,null,1039]
[null,null,null,null,null,null,null,null,null,null,null,null,null,1040]
[null,null,null,null,null,null,null,null,null,null,null,null,null,1041]
[null,null,null,null,null,null,null,null,null,null,null,null,null,1042]
[null,null,null,null,null,null,null,null,null,null,null,null,null,1043]
[null,null,null,null,null,null,null,null,null,null,null,null,null,1044]
[null,null,null,null,null,null,null,null,null,null,null,null,null,1045]
[null,null,null,null,null,null,null,null,null,null,null,null,null,1046]
[null,null,null,null,null,null,null,null,null,null,null,null,null,1047]
[null,null,null,null,null,null,null,null,null,null,null,null,null,1048]
[null,null,null,null,null,null,null,null,null,null,null,null,null,1049]
[null,null,null,null,null,null,null,null,null,null,null,null,null,1050]
[null,null,null,null,null,null,null,null,null,null,null,null,null,1051]
[null,null,null,null,null,null,null,null,null,null,null,null,null,1052]
[null,null,null,null,null,null,null,null,null,null,null,null,null,1053]
[null,null,null,null,null,null,null,null,null,null,null,null,null,1054]
[null,null,null,null,null,null,null,null,null,null,null,null,null,1055]
[null,null,null,null,null,null,null,null,null,null,null,null,null,1056]
[null,null,null,null,null,null,null,null,null,null,null,null,null,1057]
[null,null,null,null,null,null,null,null,null,null,null,null,null,1058]
[null,null,null,null,null,null,null,null,null,null,null,null,null,1059]
[null,null,null,null,null,null,null,null,null,null,null,null,null,1060]
[null,null,null,null,null,null,null,null,null,null,null,null,null,1061]
[null,null,null,null,null,null,null,null,null,null,null,null,null,1062]
[null,null,null,null,null,null,null,null,null,null,null,null,null,1063]
[null,null,null,null,null,null,null,null,null,null,null,null,null,1064]
[null,null,null,null,null,null,null,null,null,null,null,null,null,1065]
[null,null,null,null,null,null,null,null,null,null,null,null,null,1066]
[null,null,null,null,null,null,null,null,null,null,null,null,null,1067]
[null,null,null,null,null,null,null,null,null,null,null,null,null,1068]
[null,null,null,null,null,null,null,null,null,null,null,null,null,1069]
[null,null,null,null,null,null,null,null,null,null,null,null,null,1070]
[null,null,null,null,null,null,null,null,null,null,null,null,null,1071]
[null,null,null,null,null,null,null,null,null,null,null,null,null,1072]
[null,null,null,null,null,null,null,null,null,null,null,null,null,1073]
[null,null,null,null,null,null,null,null,null,null,null,null,null,1074]
[null,null,null,null,null,null,null,null,null,null,null,null,null,1075]
[null,null,null,null,null,null,null,null,null,null,null,null,null,1076]
[null,null,null,null,null,null,null,null,null,null,null,null,null,1077]
[null,null,null,null,null,null,null,null,null,null,null,null,null,1078]
[null,null,null,null,null,null,null,null,null,null,null,null,null,1079]
[null,null,null,null,null,null,null,null,null,null,null,null,null,1080]
[null,null,null,null,null,null,null,null,null,null,null,null,null,1081]
[null,null,null,null,null,null,null,null,null,null,null,null,null,1082]
[null,null,null,null,null,null,null,null,null,null,null,null,null,1083]
[null,null,null,null,null,null,null,null,null,null,null,null,null,1084]
[null,null,null,null,null,null,null,null,null,null,null,null,null,1085]
[null,null,null,null,null,null,null,null,null,null,null,null,null,1086]
[null,null,null,null,null,null,null,null,null,null,null,null,null,1087]
[null,null,null,null,null,null,null,null,null,null,null,null,null,1088]
[null,null,null,null,null,null,null,null,null,null,null,null,null,1089]
[null,null,null,null,null,null,null,null,null,null,null,null,null,1090]
[null,null,null,null,null,null,null,null,null,null,null,null,null,1091]
[null,null,null,null,null,null,null,null,null,null,null,null,null,1092]
[null,null,null,null,null,null,null,null,null,null,null,null,null,1093]
[null,null,null,null,null,null,null,null,null,null,null,null,null,1094]
[null,null,null,null,null,null,null,null,null,null,null,null,null,1095]
[null,null,null,null,null,null,null,null,null,null,null,null,null,1096]
[null,null,null,null,null,null,null,null,null,null,null,null,null,1097]
[null,null,null,null,null,null,null,null,null,null,null,null,null,1098]
[null,null,null,null,null,null,null,null,null,null,null,null,null,1099]
[null,null,null,null,null,null,null,null,null,null,null,null,null,1100]
[null,null,null,null,null,null,null,null,null,null,null,null,null,1101]
[null,null,null,null,null,null,null,null,null,null,null,null,null,1102]
[null,null,null,null,null,null,null,null,null,null,null,null,null,1103]
[null,null,null,null,null,null,null,null,null,null,null,null,null,1104]
[null,null,null,null,null,null,null,null,null,null,null,null,null,1105]
[null,null,null,null,null,null,null,null,null,null,null,null,null,1106]
[null,null,null,null,null,null,null,null,null,null,null,null,null,1107]
[null,null,null,null,null,null,null,null,null,null,null,null,null,1108]
[null,null,null,null,null,null,null,null,null,null,null,null,null,1109]
[null,null,null,null,null,null,null,null,null,null,null,null,null,1110]
[null,null,null,null,null,null,null,null,null,null,null,null,null,1111]
[null,null,null,null,null,null,null,null,null,null,null,null,null,1112]
[null,null,null,null,null,null,null,null,null,null,null,null,null,1113]
[null,null,null,null,null,null,null,null,null,null,null,null,null,1114]
[null,null,null,null,null,null,null,null,null,null,null,null,null,1115]
[null,null,null,null,null,null,null,null,null,null,null,null,null,1116]
[null,null,null,null,null,null,null,null,null,null,null,null,null,1117]
[null,null,null,null,null,null,null,null,null,null,null,null,null,1118]
[null,null,null,null,null,null,null,null,null,null,null,null,null,1119]
[null,null,null,null,null,null,null,null,null,null,null,null,null,1120]
[null,null,null,null,null,null,null,null,null,null,null,null,null,1121]
[null,null,null,null,null,null,null,null,null,null,null,null,null,1122]
[null,null,null,null,null,null,null,null,null,null,null,null,null,1123]
[null,null,null,null,null,null,null,null,null,null,null,null,null,1124]
[null,null,null,null,null,null,null,null,null,null,null,null,null,1125]
[null,null,null,null,null,null,null,null,null,null,null,null,null,1126]
[null,null,null,null,null,null,null,null,null,null,null,null,null,1127]
[null,null,null,null,null,null,null,null,null,null,null,null,null,1128]
[null,null,null,null,null,null,null,null,null,null,null,null,null,1129]
[null,null,null,null,null,null,null,null,null,null,null,null,null,1130]
[null,null,null,null,null,null,null,null,null,null,null,null,null,1131]
[null,null,null,null,null,null,null,null,null,null,null,null,null,1132]
[null,null,null,null,null,null,null,null,null,null,null,null,null,1133]
[null,null,null,null,null,null,null,null,null,null,null,null,null,1134]
[null,null,null,null,null,null,null,null,null,null,null,null,null,1135]
[null,null,null,null,null,null,null,null,null,null,null,null,null,1136]
[null,null,null,null,null,null,null,null,null,null,null,null,null,1137]
[null,null,null,null,null,null,null,null,null,null,null,null,null,1138]
[null,null,null,null,null,null,null,null,null,null,null,null,null,1139]
[null,null,null,null,null,null,null,null,null,null,null,null,null,1140]
[null,null,null,null,null,null,null,null,null,null,null,null,null,1141]
[null,null,null,null,null,null,null,null,null,null,null,null,null,1142]
[null,null,null,null,null,null,null,null,null,null,null,null,null,1143]
[null,null,null,null,null,null,null,null,null,null,null,null,null,1144]
[null,null,null,null,null,null,null,null,null,null,null,null,null,1145]
[null,null,null,null,null,null,null,null,null,null,null,null,null,1146]
[null,null,null,null,null,null,null,null,null,null,null,null,null,1147]
[null,null,null,null,null,null,null,null,null,null,null,null,null,1148]
[null,null,null,null,null,null,null,null,null,null,null,null,null,1149]
[null,null,null,null,null,null,null,null,null,null,null,null,null,1150]
[null,null,null,null,null,null,null,null,null,null,null,null,null,1151]
[null,null,null,null,null,null,null,null,null,null,null,null,null,1152]
[null,null,null,null,null,null,null,null,null,null,null,null,null,1153]
[null,null,null,null,null,null,null,null,null,null,null,null,null,1154]
[null,null,null,null,null,null,null,null,null,null,null,null,null,1155]
[null,null,null,null,null,null,null,null,null,null,null,null,null,1156]
[null,null,null,null,null,null,null,null,null,null,null,null,null,1157]
[null,null,null,null,null,null,null,null,null,null,null,null,null,1158]
[null,null,null,null,null,null,null,null,null,null,null,null,null,1159]
[null,null,null,null,null,null,null,null,null,null,null,null,null,1160]
[null,null,null,null,null,null,null,null,null,null,null,null,null,1161]
[null,null,null,null,null,null,null,null,null,null,null,null,null,1162]
[null,null,null,null,null,null,null,null,null,null,null,null,null,1163]
[null,null,null,null,null,null,null,null,null,null,null,null,null,1164]
[null,null,null,null,null,null,null,null,null,null,null,null,null,1165]
[null,null,null,null,null,null,null,null,null,null,null,null,null,1166]
[null,null,null,null,null,null,null,null,null,null,null,null,null,1167]
[null,null,null,null,null,null,null,null,null,null,null,null,null,1168]
[null,null,null,null,null,null,null,null,null,null,null,null,null,1169]
[null,null,null,null,null,null,null,null,null,null,null,null,null,1170]
[null,null,null,null,null,null,null,null,null,null,null,null,null,1171]
[null,null,null,null,null,null,null,null,null,null,null,null,null,1172]
[null,null,null,null,null,null,null,null,null,null,null,null,null,1173]
[null,null,null,null,null,null,null,null,null,null,null,null,null,1174]
[null,null,null,null,null,null,null,null,null,null,null,null,null,1175]
[null,null,null,null,null,null,null,null,null,null,null,null,null,1176]
[null,null,null,null,null,null,null,null,null,null,null,null,null,1177]
[null,null,null,null,null,null,null,null,null,null,null,null,null,1178]
[null,null,null,null,null,null,null,null,null,null,null,null,null,1179]
[null,null,null,null,null,null,null,null,null,null,null,null,null,1180]
[null,null,null,null,null,null,null,null,null,null,null,null,null,1181]
[null,null,null,null,null,null,null,null,null,null,null,null,null,1182]
[null,null,null,null,null,null,null,null,null,null,null,null,null,1183]
[null,null,null,null,null,null,null,null,null,null,null,null,null,1184]
[null,null,null,null,null,null,null,null,null,null,null,null,null,1185]
[null,null,null,null,null,null,null,null,null,null,null,null,null,1186]
[null,null,null,null,null,null,null,null,null,null,null,null,null,1187]
[null,null,null,null,null,null,null,null,null,null,null,null,null,1188]
[null,null,null,null,null,null,null,null,null,null,null,null,null,1189]
[null,null,null,null,null,null,null,null,null,null,null,null,null,1190]
[null,null,null,null,null,null,null,null,null,null,null,null,null,1191]
[null,null,null,null,null,null,null,null,null,null,null,null,null,1192]
[null,null,null,null,null,null,null,null,null,null,null,null,null,1193]
[null,null,null,null,null,null,null,null,null,null,null,null,null,1194]
[null,null,null,null,null,null,null,null,null,null,null,null,null,1195]
[null,null,null,null,null,null,null,null,null,null,null,null,null,1196]
[null,null,null,null,null,null,null,null,null,null,null,null,null,1197]
[null,null,null,null,null,null,null,null,null,null,null,null,null,1198]
[null,null,null,null,null,null,null,null,null,null,null,null,null,1199]
[null,null,null,null,null,null,null,null,null,null,null,null,null,1200]
[null,null,null,null,null,null,null,null,null,null,null,null,null,1201]
[null,null,null,null,null,null,null,null,null,null,null,null,null,1202]
[null,null,null,null,null,null,null,null,null,null,null,null,null,1203]
[null,null,null,null,null,null,null,null,null,null,null,null,null,1204]
[null,null,null,null,null,null,null,null,null,null,null,null,null,1205]
[null,null,null,null,null,null,null,null,null,null,null,null,null,1206]
[null,null,null,null,null,null,null,null,null,null,null,null,null,1207]
[null,null,null,null,null,null,null,null,null,null,null,null,null,1208]
[null,null,null,null,null,null,null,null,null,null,null,null,null,1209]
[null,null,null,null,null,null,null,null,null,null,null,null,null,1210]
[null,null,null,null,null,null,null,null,null,null,null,null,null,1211]
[null,null,null,null,null,null,null,null,null,null,null,null,null,1212]
[null,null,null,null,null,null,null,null,null,null,null,null,null,1213]
[null,null,null,null,null,null,null,null,null,null,null,null,null,1214]
[null,null,null,null,null,null,null,null,null,null,null,null,null,1215]
[null,null,null,null,null,null,null,null,null,null,null,null,null,1216]
[null,null,null,null,null,null,null,null,null,null,null,null,null,1217]
[null,null,null,null,null,null,null,null,null,null,null,null,null,1218]
[null,null,null,null,null,null,null,null,null,null,null,null,null,1219]
[null,null,null,null,null,null,null,null,null,null,null,null,null,1220]
[null,null,null,null,null,null,null,null,null,null,null,null,null,1221]
[null,null,null,null,null,null,null,null,null,null,null,null,null,1222]
[null,null,null,null,null,null,null,null,null,null,null,null,null,1223]
[null,null,null,null,null,null,null,null,null,null,null,null,null,1224]
[null,null,null,null,null,null,null,null,null,null,null,null,null,1225]
[null,null,null,null,null,null,null,null,null,null,null,null,null,1226]
[null,null,null,null,null,null,null,null,null,null,null,null,null,1227]
[null,null,null,null,null,null,null,null,null,null,null,null,null,1228]
[null,null,null,null,null,null,null,null,null,null,null,null,null,1229]
[null,null,null,null,null,null,null,null,null,null,null,null,null,1230]
[null,null,null,null,null,null,null,null,null,null,null,null,null,1231]
[null,null,null,null,null,null,null,null,null,null,null,null,null,1232]
[null,null,null,null,null,null,null,null,null,null,null,null,null,1233]
[null,null,null,null,null,null,null,null,null,null,null,null,null,1234]
[null,null,null,null,null,null,null,null,null,null,null,null,null,1235]
[null,null,null,null,null,null,null,null,null,null,null,null,null,1236]
[null,null,null,null,null,null,null,null,null,null,null,null,null,1237]
[null,null,null,null,null,null,null,null,null,null,null,null,null,1238]
[null,null,null,null,null,null,null,null,null,null,null,null,null,1239]
[null,null,null,null,null,null,null,null,null,null,null,null,null,1240]
[null,null,null,null,null,null,null,null,null,null,null,null,null,1241]
[null,null,null,null,null,null,null,null,null,null,null,null,null,1242]
[null,null,null,null,null,null,null,null,null,null,null,null,null,1243]
[null,null,null,null,null,null,null,null,null,null,null,null,null,1244]
[null,null,null,null,null,null,null,null,null,null,null,null,null,1245]
[null,null,null,null,null,null,null,null,null,null,null,null,null,1246]
[null,null,null,null,null,null,null,null,null,null,null,null,null,1247]
[null,null,null,null,null,null,null,null,null,null,null,null,null,1248]
[null,null,null,null,null,null,null,null,null,null,null,null,null,1249]
[null,null,null,null,null,null,null,null,null,null,null,null,null,1250]
[null,null,null,null,null,null,null,null,null,null,null,null,null,1251]
[null,null,null,null,null,null,null,null,null,null,null,null,null,1252]
[null,null,null,null,null,null,null,null,null,null,null,null,null,1253]
[null,null,null,null,null,null,null,null,null,null,null,null,null,1254]
[null,null,null,null,null,null,null,null,null,null,null,null,null,1255]
[null,null,null,null,null,null,null,null,null,null,null,null,null,1256]
[null,null,null,null,null,null,null,null,null,null,null,null,null,1257]
[null,null,null,null,null,null,null,null,null,null,null,null,null,1258]
[null,null,null,null,null,null,null,null,null,null,null,null,null,1259]
[null,null,null,null,null,null,null,null,null,null,null,null,null,1260]
[null,null,null,null,null,null,null,null,null,null,null,null,null,1261]
[null,null,null,null,null,null,null,null,null,null,null,null,null,1262]
[null,null,null,null,null,null,null,null,null,null,null,null,null,1263]
[null,null,null,null,null,null,null,null,null,null,null,null,null,1264]
[null,null,null,null,null,null,null,null,null,null,null,null,null,1265]
[null,null,null,null,null,null,null,null,null,null,null,null,null,1266]
[null,null,null,null,null,null,null,null,null,null,null,null,null,1267]
[null,null,null,null,null,null,null,null,null,null,null,null,null,1268]
[null,null,null,null,null,null,null,null,null,null,null,null,null,1269]
[null,null,null,null,null,null,null,null,null,null,null,null,null,1270]
[null,null,null,null,null,null,null,null,null,null,null,null,null,1271]
[null,null,null,null,null,null,null,null,null,null,null,null,null,1272]
[null,null,null,null,null,null,null,null,null,null,null,null,null,1273]
[null,null,null,null,null,null,null,null,null,null,null,null,null,1274]
[null,null,null,null,null,null,null,null,null,null,null,null,null,1275]
[null,null,null,null,null,null,null,null,null,null,null,null,null,1276]
[null,null,null,null,null,null,null,null,null,null,null,null,null,1277]
[null,null,null,null,null,null,null,null,null,null,null,null,null,1278]
[null,null,null,null,null,null,null,null,null,null,null,null,null,1279]
[null,null,null,null,null,null,null,null,null,null,null,null,null,1280]
[null,null,null,null,null,null,null,null,null,null,null,null,null,1281]
[null,null,null,null,null,null,null,null,null,null,null,null,null,1282]
[null,null,null,null,null,null,null,null,null,null,null,null,null,1283]
[null,null,null,null,null,null,null,null,null,null,null,null,null,1284]
[null,null,null,null,null,null,null,null,null,null,null,null,null,1285]
[null,null,null,null,null,null,null,null,null,null,null,null,null,1286]
[null,null,null,null,null,null,null,null,null,null,null,null,null,1287]
[null,null,null,null,null,null,null,null,null,null,null,null,null,1288]
[null,null,null,null,null,null,null,null,null,null,null,null,null,1289]
[null,null,null,null,null,null,null,null,null,null,null,null,null,1290]
[null,null,null,null,null,null,null,null,null,null,null,null,null,1291]
[null,null,null,null,null,null,null,null,null,null,null,null,null,1292]
[null,null,null,null,null,null,null,null,null,null,null,null,null,1293]
[null,null,null,null,null,null,null,null,null,null,null,null,null,1294]
[null,null,null,null,null,null,null,null,null,null,null,null,null,1295]
[null,null,null,null,null,null,null,null,null,null,null,null,null,1296]
[null,null,null,null,null,null,null,null,null,null,null,null,null,1297]
[null,null,null,null,null,null,null,null,null,null,null,null,null,1298]
[null,null,null,null,null,null,null,null,null,null,null,null,null,1299]
[null,null,null,null,null,null,null,null,null,null,null,null,null,1300]
[null,null,null,null,null,null,null,null,null,null,null,null,null,1301]
[null,null,null,null,null,null,null,null,null,null,null,null,null,1302]
[null,null,null,null,null,null,null,null,null,null,null,null,null,1303]
[null,null,null,null,null,null,null,null,null,null,null,null,null,1304]
[null,null,null,null,null,null,null,null,null,null,null,null,null,1305]
[null,null,null,null,null,null,null,null,null,null,null,null,null,1306]
[null,null,null,null,null,null,null,null,null,null,null,null,null,1307]
[null,null,null,null,null,null,null,null,null,null,null,null,null,1308]
[null,null,null,null,null,null,null,null,null,null,null,null,null,1309]
[null,null,null,null,null,null,null,null,null,null,null,null,null,1310]
[null,null,null,null,null,null,null,null,null,null,null,null,null,1311]
[null,null,null,null,null,null,null,null,null,null,null,null,null,1312]
[null,null,null,null,null,null,null,null,null,null,null,null,null,1313]
[null,null,null,null,null,null,null,null,null,null,null,null,null,1314]
[null,null,null,null,null,null,null,null,null,null,null,null,null,1315]
[null,null,null,null,null,null,null,null,null,null,null,null,null,1316]
[null,null,null,null,null,null,null,null,null,null,null,null,null,1317]
[null,null,null,null,null,null,null,null,null,null,null,null,null,1318]
[null,null,null,null,null,null,null,null,null,null,null,null,null,1319]
[null,null,null,null,null,null,null,null,null,null,null,null,null,1320]
[null,null,null,null,null,null,null,null,null,null,null,null,null,1321]
[null,null,null,null,null,null,null,null,null,null,null,null,null,1322]
[null,null,null,null,null,null,null,null,null,null,null,null,null,1323]
[null,null,null,null,null,null,null,null,null,null,null,null,null,1324]
[null,null,null,null,null,null,null,null,null,null,null,null,null,1325]
[null,null,null,null,null,null,null,null,null,null,null,null,null,1326]
[null,null,null,null,null,null,null,null,null,null,null,null,null,1327]
[null,null,null,null,null,null,null,null,null,null,null,null,null,1328]
[null,null,null,null,null,null,null,null,null,null,null,null,null,1329]
[null,null,null,null,null,null,null,null,null,null,null,null,null,1330]
[null,null,null,null,null,null,null,null,null,null,null,null,null,1331]
[null,null,null,null,null,null,null,null,null,null,null,null,null,1332]
[null,null,null,null,null,null,null,null,null,null,null,null,null,1333]
[null,null,null,null,null,null,null,null,null,null,null,null,null,1334]
[null,null,null,null,null,null,null,null,null,null,null,null,null,1335]
[null,null,null,null,null,null,null,null,null,null,null,null,null,1336]
[null,null,null,null,null,null,null,null,null,null,null,null,null,1337]
[null,null,null,null,null,null,null,null,null,null,null,null,null,1338]
[null,null,null,null,null,null,null,null,null,null,null,null,null,1339]
[null,null,null,null,null,null,null,null,null,null,null,null,null,1340]
[null,null,null,null,null,null,null,null,null,null,null,null,null,1341]
[null,null,null,null,null,null,null,null,null,null,null,null,null,1342]
[null,null,null,null,null,null,null,null,null,null,null,null,null,1343]
[null,null,null,null,null,null,null,null,null,null,null,null,null,1344]
[null,null,null,null,null,null,null,null,null,null,null,null,null,1345]
[null,null,null,null,null,null,null,null,null,null,null,null,null,1346]
[null,null,null,null,null,null,null,null,null,null,null,null,null,1347]
[null,null,null,null,null,null,null,null,null,null,null,null,null,1348]
[null,null,null,null,null,null,null,null,null,null,null,null,null,1349]
[null,null,null,null,null,null,null,null,null,null,null,null,null,1350]
[null,null,null,null,null,null,null,null,null,null,null,null,null,1351]
[null,null,null,null,null,null,null,null,null,null,null,null,null,1352]
[null,null,null,null,null,null,null,null,null,null,null,null,null,1353]
[null,null,null,null,null,null,null,null,null,null,null,null,null,1354]
[null,null,null,null,null,null,null,null,null,null,null,null,null,1355]
[null,null,null,null,null,null,null,null,null,null,null,null,null,1356]
[null,null,null,null,null,null,null,null,null,null,null,null,null,1357]
[null,null,null,null,null,null,null,null,null,null,null,null,null,1358]
[null,null,null,null,null,null,null,null,null,null,null,null,null,1359]
[null,null,null,null,null,null,null,null,null,null,null,null,null,1360]
[null,null,null,null,null,null,null,null,null,null,null,null,null,1361]
[null,null,null,null,null,null,null,null,null,null,null,null,null,1362]
[null,null,null,null,null,null,null,null,null,null,null,null,null,1363]
[null,null,null,null,null,null,null,null,null,null,null,null,null,1364]
[null,null,null,null,null,null,null,null,null,null,null,null,null,1365]
[null,null,null,null,null,null,null,null,null,null,null,null,null,1366]
[null,null,null,null,null,null,null,null,null,null,null,null,null,1367]
[null,null,null,null,null,null,null,null,null,null,null,null,null,1368]
[null,null,null,null,null,null,null,null,null,null,null,null,null,1369]
[null,null,null,null,null,null,null,null,null,null,null,null,null,1370]
[null,null,null,null,null,null,null,null,null,null,null,null,null,1371]
[null,null,null,null,null,null,null,null,null,null,null,null,null,1372]
[null,null,null,null,null,null,null,null,null,null,null,null,null,1373]
[null,null,null,null,null,null,null,null,null,null,null,null,null,1374]
[null,null,null,null,null,null,null,null,null,null,null,null,null,1375]
[null,null,null,null,null,null,null,null,null,null,null,null,null,1376]
[null,null,null,null,null,null,null,null,null,null,null,null,null,1377]
[null,null,null,null,null,null,null,null,null,null,null,null,null,1378]
[null,null,null,null,null,null,null,null,null,null,null,null,null,1379]
[null,null,null,null,null,null,null,null,null,null,null,null,null,1380]
[null,null,null,null,null,null,null,null,null,null,null,null,null,1381]
[null,null,null,null,null,null,null,null,null,null,null,null,null,1382]
[null,null,null,null,null,null,null,null,null,null,null,null,null,1383]
[null,null,null,null,null,null,null,null,null,null,null,null,null,1384]
[null,null,null,null,null,null,null,null,null,null,null,null,null,1385]
[null,null,null,null,null,null,null,null,null,null,null,null,null,1386]
[null,null,null,null,null,null,null,null,null,null,null,null,null,1387]
[null,null,null,null,null,null,null,null,null,null,null,null,null,1388]
[null,null,null,null,null,null,null,null,null,null,null,null,null,1389]
[null,null,null,null,null,null,null,null,null,null,null,null,null,1390]
[null,null,null,null,null,null,null,null,null,null,null,null,null,1391]
[null,null,null,null,null,null,null,null,null,null,null,null,null,1392]
[null,null,null,null,null,null,null,null,null,null,null,null,null,1393]
[null,null,null,null,null,null,null,null,null,null,null,null,null,1394]
[null,null,null,null,null,null,null,null,null,null,null,null,null,1395]
[null,null,null,null,null,null,null,null,null,null,null,null,null,1396]
[null,null,null,null,null,null,null,null,null,null,null,null,null,1397]
[null,null,null,null,null,null,null,null,null,null,null,null,null,1398]
[null,null,null,null,null,null,null,null,null,null,null,null,null,1399]
[null,null,null,null,null,null,null,null,null,null,null,null,null,1400]
[null,null,null,null,null,null,null,null,null,null,null,null,null,1401]
[null,null,null,null,null,null,null,null,null,null,null,null,null,1402]
[null,null,null,null,null,null,null,null,null,null,null,null,null,1403]
[null,null,null,null,null,null,null,null,null,null,null,null,null,1404]
[null,null,null,null,null,null,null,null,null,null,null,null,null,1405]
[null,null,null,null,null,null,null,null,null,null,null,null,null,1406]
[null,null,null,null,null,null,null,null,null,null,null,null,null,1407]
[null,null,null,null,null,null,null,null,null,null,null,null,null,1408]
[null,null,null,null,null,null,null,null,null,null,null,null,null,1409]
[null,null,null,null,null,null,null,null,null,null,null,null,null,1410]
[null,null,null,null,null,null,null,null,null,null,null,null,null,1411]
[null,null,null,null,null,null,null,null,null,null,null,null,null,1412]
[null,null,null,null,null,null,null,null,null,null,null,null,null,1413]
[null,null,null,null,null,null,null,null,null,null,null,null,null,1414]
[null,null,null,null,null,null,null,null,null,null,null,null,null,1415]
[null,null,null,null,null,null,null,null,null,null,null,null,null,1416]
[null,null,null,null,null,null,null,null,null,null,null,null,null,1417]
[null,null,null,null,null,null,null,null,null,null,null,null,null,1418]
[null,null,null,null,null,null,null,null,null,null,null,null,null,1419]
[null,null,null,null,null,null,null,null,null,null,null,null,null,1420]
[null,null,null,null,null,null,null,null,null,null,null,null,null,1421]
[null,null,null,null,null,null,null,null,null,null,null,null,null,1422]
[null,null,null,null,null,null,null,null,null,null,null,null,null,1423]
[null,null,null,null,null,null,null,null,null,null,null,null,null,1424]
[null,null,null,null,null,null,null,null,null,null,null,null,null,1425]
[null,null,null,null,null,null,null,null,null,null,null,null,null,1426]
[null,null,null,null,null,null,null,null,null,null,null,null,null,1427]
[null,null,null,null,null,null,null,null,null,null,null,null,null,1428]
[null,null,null,null,null,null,null,null,null,null,null,null,null,1429]
[null,null,null,null,null,null,null,null,null,null,null,null,null,1430]
[null,null,null,null,null,null,null,null,null,null,null,null,null,1431]
[null,null,null,null,null,null,null,null,null,null,null,null,null,1432]
[null,null,null,null,null,null,null,null,null,null,null,null,null,1433]
[null,null,null,null,null,null,null,null,null,null,null,null,null,1434]
[null,null,null,null,null,null,null,null,null,null,null,null,null,1435]
[null,null,null,null,null,null,null,null,null,null,null,null,null,1436]
[null,null,null,null,null,null,null,null,null,null,null,null,null,1437]
[null,null,null,null,null,null,null,null,null,null,null,null,null,1438]
[null,null,null,null,null,null,null,null,null,null,null,null,null,1439]
[null,null,null,null,null,null,null,null,null,null,null,null,null,1440]
[null,null,null,null,null,null,null,null,null,null,null,null,null,1441]
[null,null,null,null,null,null,null,null,null,null,null,null,null,1442]
[null,null,null,null,null,null,null,null,null,null,null,null,null,1443]
[null,null,null,null,null,null,null,null,null,null,null,null,null,1444]
[null,null,null,null,null,null,null,null,null,null,null,null,null,1445]
[null,null,null,null,null,null,null,null,null,null,null,null,null,1446]
[null,null,null,null,null,null,null,null,null,null,null,null,null,1447]
[null,null,null,null,null,null,null,null,null,null,null,null,null,1448]
[null,null,null,null,null,null,null,null,null,null,null,null,null,1449]
[null,null,null,null,null,null,null,null,null,null,null,null,null,1450]
[null,null,null,null,null,null,null,null,null,null,null,null,null,1451]
[null,null,null,null,null,null,null,null,null,null,null,null,null,1452]
[null,null,null,null,null,null,null,null,null,null,null,null,null,1453]
[null,null,null,null,null,null,null,null,null,null,null,null,null,1454]
[null,null,null,null,null,null,null,null,null,null,null,null,null,1455]
[null,null,null,null,null,null,null,null,null,null,null,null,null,1456]
[null,null,null,null,null,null,null,null,null,null,null,null,null,1457]
[null,null,null,null,null,null,null,null,null,null,null,null,null,1458]
[null,null,null,null,null,null,null,null,null,null,null,null,null,1459]
[null,null,null,null,null,null,null,null,null,null,null,null,null,1460]
[null,null,null,null,null,null,null,null,null,null,null,null,null,1461]
[null,null,null,null,null,null,null,null,null,null,null,null,null,1462]
[null,null,null,null,null,null,null,null,null,null,null,null,null,1463]
[null,null,null,null,null,null,null,null,null,null,null,null,null,1464]
[null,null,null,null,null,null,null,null,null,null,null,null,null,1465]
[null,null,null,null,null,null,null,null,null,null,null,null,null,1466]
[null,null,null,null,null,null,null,null,null,null,null,null,null,1467]
[null,null,null,null,null,null,null,null,null,null,null,null,null,1468]
[null,null,null,null,null,null,null,null,null,null,null,null,null,1469]
[null,null,null,null,null,null,null,null,null,null,null,null,null,1470]
[null,null,null,null,null,null,null,null,null,null,null,null,null,1471]
[null,null,null,null,null,null,null,null,null,null,null,null,null,1472]
[null,null,null,null,null,null,null,null,null,null,null,null,null,1473]
[null,null,null,null,null,null,null,null,null,null,null,null,null,1474]
[null,null,null,null,null,null,null,null,null,null,null,null,null,1475]
[null,null,null,null,null,null,null,null,null,null,null,null,null,1476]
[null,null,null,null,null,null,null,null,null,null,null,null,null,1477]
[null,null,null,null,null,null,null,null,null,null,null,null,null,1478]
[null,null,null,null,null,null,null,null,null,null,null,null,null,1479]
[null,null,null,null,null,null,null,null,null,null,null,null,null,1480]
[null,null,null,null,null,null,null,null,null,null,null,null,null,1481]
[null,null,null,null,null,null,null,null,null,null,null,null,null,1482]
[null,null,null,null,null,null,null,null,null,null,null,null,null,1483]
[null,null,null,null,null,null,null,null,null,null,null,null,null,1484]
[null,null,null,null,null,null,null,null,null,null,null,null,null,1485]
[null,null,null,null,null,null,null,null,null,null,null,null,null,1486]
[null,null,null,null,null,null,null,null,null,null,null,null,null,1487]
[null,null,null,null,null,null,null,null,null,null,null,null,null,1488]
[null,null,null,null,null,null,null,null,null,null,null,null,null,1489]
[null,null,null,null,null,null,null,null,null,null,null,null,null,1490]
[null,null,null,null,null,null,null,null,null,null,null,null,null,1491]
[null,null,null,null,null,null,null,null,null,null,null,null,null,1492]
[null,null,null,null,null,null,null,null,null,null,null,null,null,1493]
[null,null,null,null,null,null,null,null,null,null,null,null,null,1494]
[null,null,null,null,null,null,null,null,null,null,null,null,null,1495]
[null,null,null,null,null,null,null,null,null,null,null,null,null,1496]
[null,null,null,null,null,null,null,null,null,null,null,null,null,1497]
[null,null,null,null,null,null,null,null,null,null,null,null,null,1498]
[null,null,null,null,null,null,null,null,null,null,null,null,null,1499]
[null,null,null,null,null,null,null,null,null,null,null,null,null,1500]
[null,null,null,null,null,null,null,null,null,null,null,null,null,1501]
[null,null,null,null,null,null,null,null,null,null,null,null,null,1502]
[null,null,null,null,null,null,null,null,null,null,null,null,null,1503]
[null,null,null,null,null,null,null,null,null,null,null,null,null,1504]
[null,null,null,null,null,null,null,null,null,null,null,null,null,1505]
[null,null,null,null,null,null,null,null,null,null,null,null,null,1506]
[null,null,null,null,null,null,null,null,null,null,null,null,null,1507]
[null,null,null,null,null,null,null,null,null,null,null,null,null,1508]
[null,null,null,null,null,null,null,null,null,null,null,null,null,1509]
[null,null,null,null,null,null,null,null,null,null,null,null,null,1510]
[null,null,null,null,null,null,null,null,null,null,null,null,null,1511]
[null,null,null,null,null,null,null,null,null,null,null,null,null,1512]
[null,null,null,null,null,null,null,null,null,null,null,null,null,1513]
[null,null,null,null,null,null,null,null,null,null,null,null,null,1514]
[null,null,null,null,null,null,null,null,null,null,null,null,null,1515]
[null,null,null,null,null,null,null,null,null,null,null,null,null,1516]
[null,null,null,null,null,null,null,null,null,null,null,null,null,1517]
[null,null,null,null,null,null,null,null,null,null,null,null,null,1518]
[null,null,null,null,null,null,null,null,null,null,null,null,null,1519]
[null,null,null,null,null,null,null,null,null,null,null,null,null,1520]
[null,null,null,null,null,null,null,null,null,null,null,null,null,1521]
[null,null,null,null,null,null,null,null,null,null,null,null,null,1522]
[null,null,null,null,null,null,null,null,null,null,null,null,null,1523]
[null,null,null,null,null,null,null,null,null,null,null,null,null,1524]
[null,null,null,null,null,null,null,null,null,null,null,null,null,1525]
[null,null,null,null,null,null,null,null,null,null,null,null,null,1526]
[null,null,null,null,null,null,null,null,null,null,null,null,null,1527]
[null,null,null,null,null,null,null,null,null,null,null,null,null,1528]
[null,null,null,null,null,null,null,null,null,null,null,null,null,1529]
[null,null,null,null,null,null,null,null,null,null,null,null,null,1530]
[null,null,null,null,null,null,null,null,null,null,null,null,null,1531]
[null,null,null,null,null,null,null,null,null,null,null,null,null,1532]
[null,null,null,null,null,null,null,null,null,null,null,null,null,1533]
[null,null,null,null,null,null,null,null,null,null,null,null,null,1534]
[null,null,null,null,null,null,null,null,null,null,null,null,null,1535]
[null,null,null,null,null,null,null,null,null,null,null,null,null,1536]
[null,null,null,null,null,null,null,null,null,null,null,null,null,1537]
[null,null,null,null,null,null,null,null,null,null,null,null,null,1538]
[null,null,null,null,null,null,null,null,null,null,null,null,null,1539]
[null,null,null,null,null,null,null,null,null,null,null,null,null,1540]
[null,null,null,null,null,null,null,null,null,null,null,null,null,1541]
[null,null,null,null,null,null,null,null,null,null,null,null,null,1542]
[null,null,null,null,null,null,null,null,null,null,null,null,null,1543]
[null,null,null,null,null,null,null,null,null,null,null,null,null,1544]
[null,null,null,null,null,null,null,null,null,null,null,null,null,1545]
[null,null,null,null,null,null,null,null,null,null,null,null,null,1546]
[null,null,null,null,null,null,null,null,null,null,null,null,null,1547]
[null,null,null,null,null,null,null,null,null,null,null,null,null,1548]
[null,null,null,null,null,null,null,null,null,null,null,null,null,1549]
[null,null,null,null,null,null,null,null,null,null,null,null,null,1550]
[null,null,null,null,null,null,null,null,null,null,null,null,null,1551]
[null,null,null,null,null,null,null,null,null,null,null,null,null,1552]
[null,null,null,null,null,null,null,null,null,null,null,null,null,1553]
[null,null,null,null,null,null,null,null,null,null,null,null,null,1554]
[null,null,null,null,null,null,null,null,null,null,null,null,null,1555]
[null,null,null,null,null,null,null,null,null,null,null,null,null,1556]
[null,null,null,null,null,null,null,null,null,null,null,null,null,1557]
[null,null,null,null,null,null,null,null,null,null,null,null,null,1558]
[null,null,null,null,null,null,null,null,null,null,null,null,null,1559]
[null,null,null,null,null,null,null,null,null,null,null,null,null,1560]
[null,null,null,null,null,null,null,null,null,null,null,null,null,1561]
[null,null,null,null,null,null,null,null,null,null,null,null,null,1562]
[null,null,null,null,null,null,null,null,null,null,null,null,null,1563]
[null,null,null,null,null,null,null,null,null,null,null,null,null,1564]
[null,null,null,null,null,null,null,null,null,null,null,null,null,1565]
[null,null,null,null,null,null,null,null,null,null,null,null,null,1566]
[null,null,null,null,null,null,null,null,null,null,null,null,null,1567]
[null,null,null,null,null,null,null,null,null,null,null,null,null,1568]
[null,null,null,null,null,null,null,null,null,null,null,null,null,1569]
[null,null,null,null,null,null,null,null,null,null,null,null,null,1570]
[null,null,null,null,null,null,null,null,null,null,null,null,null,1571]
[null,null,null,null,null,null,null,null,null,null,null,null,null,1572]
[null,null,null,null,null,null,null,null,null,null,null,null,null,1573]
[null,null,null,null,null,null,null,null,null,null,null,null,null,1574]
[null,null,null,null,null,null,null,null,null,null,null,null,null,1575]
[null,null,null,null,null,null,null,null,null,null,null,null,null,1576]
[null,null,null,null,null,null,null,null,null,null,null,null,null,1577]
[null,null,null,null,null,null,null,null,null,null,null,null,null,1578]
[null,null,null,null,null,null,null,null,null,null,null,null,null,1579]
[null,null,null,null,null,null,null,null,null,null,null,null,null,1580]
[null,null,null,null,null,null,null,null,null,null,null,null,null,1581]
[null,null,null,null,null,null,null,null,null,null,null,null,null,1582]
[null,null,null,null,null,null,null,null,null,null,null,null,null,1583]
[null,null,null,null,null,null,null,null,null,null,null,null,null,1584]
[null,null,null,null,null,null,null,null,null,null,null,null,null,1585]
[null,null,null,null,null,null,null,null,null,null,null,null,null,1586]
[null,null,null,null,null,null,null,null,null,null,null,null,null,1587]
[null,null,null,null,null,null,null,null,null,null,null,null,null,1588]
[null,null,null,null,null,null,null,null,null,null,null,null,null,1589]
[null,null,null,null,null,null,null,null,null,null,null,null,null,1590]
[null,null,null,null,null,null,null,null,null,null,null,null,null,1591]
[null,null,null,null,null,null,null,null,null,null,null,null,null,1592]
[null,null,null,null,null,null,null,null,null,null,null,null,null,1593]
[null,null,null,null,null,null,null,null,null,null,null,null,null,1594]
[null,null,null,null,null,null,null,null,null,null,null,null,null,1595]
[null,null,null,null,null,null,null,null,null,null,null,null,null,1596]
[null,null,null,null,null,null,null,null,null,null,null,null,null,1597]
[null,null,null,null,null,null,null,null,null,null,null,null,null,1598]
[null,null,null,null,null,null,null,null,null,null,null,null,null,1599]
[null,null,null,null,null,null,null,null,null,null,null,null,null,1600]
[null,null,null,null,null,null,null,null,null,null,null,null,null,1601]
[null,null,null,null,null,null,null,null,null,null,null,null,null,1602]
[null,null,null,null,null,null,null,null,null,null,null,null,null,1603]
[null,null,null,null,null,null,null,null,null,null,null,null,null,1604]
[null,null,null,null,null,null,null,null,null,null,null,null,null,1605]
[null,null,null,null,null,null,null,null,null,null,null,null,null,1606]
[null,null,null,null,null,null,null,null,null,null,null,null,null,1607]
[null,null,null,null,null,null,null,null,null,null,null,null,null,1608]
[null,null,null,null,null,null,null,null,null,null,null,null,null,1609]
[null,null,null,null,null,null,null,null,null,null,null,null,null,1610]
[null,null,null,null,null,null,null,null,null,null,null,null,null,1611]
[null,null,null,null,null,null,null,null,null,null,null,null,null,1612]
[null,null,null,null,null,null,null,null,null,null,null,null,null,1613]
[null,null,null,null,null,null,null,null,null,null,null,null,null,1614]
[null,null,null,null,null,null,null,null,null,null,null,null,null,1615]
[null,null,null,null,null,null,null,null,null,null,null,null,null,1616]
[null,null,null,null,null,null,null,null,null,null,null,null,null,1617]
[null,null,null,null,null,null,null,null,null,null,null,null,null,1618]
[null,null,null,null,null,null,null,null,null,null,null,null,null,1619]
[null,null,null,null,null,null,null,null,null,null,null,null,null,1620]
[null,null,null,null,null,null,null,null,null,null,null,null,null,1621]
[null,null,null,null,null,null,null,null,null,null,null,null,null,1622]
[null,null,null,null,null,null,null,null,null,null,null,null,null,1623]
[null,null,null,null,null,null,null,null,null,null,null,null,null,1624]
[null,null,null,null,null,null,null,null,null,null,null,null,null,1625]
[null,null,null,null,null,null,null,null,null,null,null,null,null,1626]
[null,null,null,null,null,null,null,null,null,null,null,null,null,1627]
[null,null,null,null,null,null,null,null,null,null,null,null,null,1628]
[null,null,null,null,null,null,null,null,null,null,null,null,null,1629]
[null,null,null,null,null,null,null,null,null,null,null,null,null,1630]
[null,null,null,null,null,null,null,null,null,null,null,null,null,1631]
[null,null,null,null,null,null,null,null,null,null,null,null,null,1632]
[null,null,null,null,null,null,null,null,null,null,null,null,null,1633]
[null,null,null,null,null,null,null,null,null,null,null,null,null,1634]
[null,null,null,null,null,null,null,null,null,null,null,null,null,1635]
[null,null,null,null,null,null,null,null,null,null,null,null,null,1636]
[null,null,null,null,null,null,null,null,null,null,null,null,null,1637]
[null,null,null,null,null,null,null,null,null,null,null,null,null,1638]
[null,null,null,null,null,null,null,null,null,null,null,null,null,1639]
[null,null,null,null,null,null,null,null,null,null,null,null,null,1640]
[null,null,null,null,null,null,null,null,null,null,null,null,null,1641]
[null,null,null,null,null,null,null,null,null,null,null,null,null,1642]
[null,null,null,null,null,null,null,null,null,null,null,null,null,1643]
[null,null,null,null,null,null,null,null,null,null,null,null,null,1644]
[null,null,null,null,null,null,null,null,null,null,null,null,null,1645]
[null,null,null,null,null,null,null,null,null,null,null,null,null,1646]
[null,null,null,null,null,null,null,null,null,null,null,null,null,1647]
[null,null,null,null,null,null,null,null,null,null,null,null,null,1648]
[null,null,null,null,null,null,null,null,null,null,null,null,null,1649]
[null,null,null,null,null,null,null,null,null,null,null,null,null,1650]
[null,null,null,null,null,null,null,null,null,null,null,null,null,1651]
[null,null,null,null,null,null,null,null,null,null,null,null,null,1652]
[null,null,null,null,null,null,null,null,null,null,null,null,null,1653]
[null,null,null,null,null,null,null,null,null,null,null,null,null,1654]
[null,null,null,null,null,null,null,null,null,null,null,null,null,1655]
[null,null,null,null,null,null,null,null,null,null,null,null,null,1656]
[null,null,null,null,null,null,null,null,null,null,null,null,null,1657]
[null,null,null,null,null,null,null,null,null,null,null,null,null,1658]
[null,null,null,null,null,null,null,null,null,null,null,null,null,1659]
[null,null,null,null,null,null,null,null,null,null,null,null,null,1660]
[null,null,null,null,null,null,null,null,null,null,null,null,null,1661]
[null,null,null,null,null,null,null,null,null,null,null,null,null,1662]
[null,null,null,null,null,null,null,null,null,null,null,null,null,1663]
[null,null,null,null,null,null,null,null,null,null,null,null,null,1664]
[null,null,null,null,null,null,null,null,null,null,null,null,null,1665]
[null,null,null,null,null,null,null,null,null,null,null,null,null,1666]
[null,null,null,null,null,null,null,null,null,null,null,null,null,1667]
[null,null,null,null,null,null,null,null,null,null,null,null,null,1668]
[null,null,null,null,null,null,null,null,null,null,null,null,null,1669]